## CONTENTS
VACON® PRICE LIST 2018 VER A
TABLE OF CONTENTS
VACON 20
VACON 20 Cold Plate
VACON 20 X
Compact AC Options
VACON 20 Product Codes
VACON 100 INDUSTRIAL
VACON 100 FLOW
VACON 100 X
VACON 100 +Options
VACON 100 Loose Options
VACON 100 Product Codes
VACON NXC 500V
VACON NXC 690V
VACON NXC Options
VACON NXC Low-Harmonic 500V
VACON NXC Low-Harmonic 690V
VACON NXC Low-Harmonic Options
VACON NXS
VACON NXP
VACON NXP IP00
VACON NXP Liquid-Cooled
VACON NXP Liquid-Cooled Nickel
VACON NXP Liquid-Cooled Options
VACON NXP Grid Converters
VACON Common DC Bus
VACON NXP System Drive
VACON NX Options for Air-Cooled
VACON NX Options
VACON NXC FR9-14 Product Codes
VACON NXC LH AF9-14 Product Codes
VACON NXS and NXP Product Codes
VACON NXP FR10-14 IP00 Product Codes
VACON NXP Liquid-Cooled Product Codes
VACON NXN Liquid-Cooled Product Codes
VACON Common DC Bus Product Codes
VACON LCL-Filter Product Codes

## VACON 20
VACON 20 - Full featured compact drive | [13 empty] | Level 1
Delivered from Haiyan
VACON 20, 115 V, 1~ (3~230V MOTOR), IP20/Open type, EMC Class C4, Push Button HMI, Full I/O
PRODUCT CODE | Low Overload Ratings |  |  |  | High Overload Ratings |  |  |  | Frame | Dimensions |  | Weight |  | LIST
| Motor Power | Motor Power | Continuous | 110% | Motor Power | Motor Power | Continuous | 150% | Size | WxHxD |  | [kg] | [lb] | PRICE
| Low Overload | Low Overload | Current | Overload | High Overload | High Overload | Current | Overload |  | [mm] | [inches] |  |  | EUR
| 115V [kW] | 115V [Hp] | IL [A] | Current [A] | 115V [kW] | 115V [Hp] | IH [A] | Current [A]
VACON0020-1L-0001-1 | - | - | - | - | 0.25 | 0.33 | 1.7 | 2.6 | MI2 | 90x195x102 | 3.54x7.68x4.02 | 0.7 | 1.54 | 196
VACON0020-1L-0002-1 | - | - | - | - | 0.37 | 0.5 | 2.4 | 3.6 | MI2 | 90x195x102 | 3.54x7.68x4.02 | 0.7 | 1.54 | 201
VACON0020-1L-0003-1 | - | - | - | - | 0.55 | 0.75 | 2.8 | 4.2 | MI2 | 90x195x102 | 3.54x7.68x4.02 | 0.7 | 1.54 | 213
VACON0020-1L-0004-1 | - | - | - | - | 0.75 | 1 | 3.7 | 5.6 | MI2 | 90x195x102 | 3.54x7.68x4.02 | 0.7 | 1.54 | 236
VACON0020-1L-0005-1 | - | - | - | - | 1.1 | 1.5 | 4.8 | 7.2 | MI3 | 100x255x109 | 3.94x10.04x4.29 | 0.99 | 2.18 | 267
VACON 20 , 208-240 V, 1~ (3~MOTOR), IP20/Open type, EMC Class C4, Push Button HMI, Full I/O
PRODUCT CODE | Low Overload Ratings |  |  |  | High Overload Ratings |  |  |  | Frame | Dimensions |  | Weight |  | LIST
| Motor Power | Motor Power | Continuous | 110% | Motor Power | Motor Power | Continuous | 150% | Size | WxHxD |  | [kg] | [lb] | PRICE
| Low Overload | Low Overload | Current | Overload | High Overload | High Overload | Current | Overload |  | [mm] | [inches] |  |  | EUR
| 230V [kW] | 230V [Hp] | IL [A] | Current [A] | 230V [kW] | 230V [Hp] | IH [A] | Current [A]
VACON0020-1L-0001-2 | - | - | - | - | 0.25 | 0.33 | 1.7 | 2.6 | MI1 | 66x160x99 | 2.60x6.30x3.90 | 0.55 | 1.21 | 174
VACON0020-1L-0002-2 | - | - | - | - | 0.37 | 0.5 | 2.4 | 3.6 | MI1 | 66x160x99 | 2.60x6.30x3.90 | 0.55 | 1.21 | 179
VACON0020-1L-0003-2 | - | - | - | - | 0.55 | 0.75 | 2.8 | 4.2 | MI1 | 66x160x99 | 2.60x6.30x3.90 | 0.55 | 1.21 | 189
VACON0020-1L-0004-2 | - | - | - | - | 0.75 | 1 | 3.7 | 5.6 | MI2 | 90x195x102 | 3.54x7.68x4.02 | 0.7 | 1.54 | 210
VACON0020-1L-0005-2 | - | - | - | - | 1.1 | 1.5 | 4.8 | 7.2 | MI2 | 90x195x102 | 3.54x7.68x4.02 | 0.7 | 1.54 | 236
VACON0020-1L-0007-2 | - | - | - | - | 1.5 | 2 | 7 | 10.5 | MI2 | 90x195x102 | 3.54x7.68x4.02 | 0.7 | 1.54 | 264
VACON0020-1L-0009-2 | - | - | - | - | 2.2 | 3 | 9.6 | 14.4 | MI3 | 100x255x109 | 3.94x10.04x4.29 | 0.99 | 2.18 | 301
VACON 20 , 208-240 V, 3~ (3~MOTOR), IP20/Open type, IP21/Open type, EMC Class C4, Push Button HMI, Full I/O
PRODUCT CODE | Low Overload Ratings |  |  |  | High Overload Ratings |  |  |  | Frame | Dimensions |  | Weight |  | LIST
| Motor Power | Motor Power | Continuous | 110% | Motor Power | Motor Power | Continuous | 150% | Size | WxHxD |  | [kg] | [lb] | PRICE
| Low Overload | Low Overload | Current | Overload | High Overload | High Overload | Current | Overload |  | [mm] | [inches] |  |  | EUR
IP20/Open type | 230V [kW] | 230V [Hp] | IL [A] | Current [A] | 230V [kW] | 230V [Hp] | IH [A] | Current [A]
VACON0020-3L-0001-2 | - | - | - | - | 0.25 | 0.33 | 1.7 | 2.6 | MI1 | 66x160x99 | 2.60x6.30x3.90 | 0.55 | 1.21 | 196
VACON0020-3L-0002-2 | - | - | - | - | 0.37 | 0.5 | 2.4 | 3.6 | MI1 | 66x160x99 | 2.60x6.30x3.90 | 0.55 | 1.21 | 200
VACON0020-3L-0003-2 | - | - | - | - | 0.55 | 0.75 | 2.8 | 4.2 | MI1 | 66x160x99 | 2.60x6.30x3.90 | 0.55 | 1.21 | 214
VACON0020-3L-0004-2 | - | - | - | - | 0.75 | 1 | 3.7 | 5.6 | MI2 | 90x195x102 | 3.54x7.68x4.02 | 0.7 | 1.54 | 230
VACON0020-3L-0005-2 | - | - | - | - | 1.1 | 1.5 | 4.8 | 7.2 | MI2 | 90x195x102 | 3.54x7.68x4.02 | 0.7 | 1.54 | 264
VACON0020-3L-0007-2 | - | - | - | - | 1.5 | 2 | 7 | 10.5 | MI2 | 90x195x102 | 3.54x7.68x4.02 | 0.7 | 1.54 | 310
VACON0020-3L-0011-2 | - | - | - | - | 2.2 | 3 | 11 | 16.5 | MI3 | 100x255x109 | 3.94x10.04x4.29 | 0.99 | 2.18 | 357
IP21/Open type
VACON0020-3L-0012-2 | - | - | - | - | 3 | 4 | 12.5 | 18.8 | MI4 | 165x370x165 | 6.5x14.6x6.5 | 8 | 18 | 409
VACON0020-3L-0017-2 | - | - | - | - | 4 | 5 | 17.5 | 26.3 | MI4 | 165x370x165 | 6.5x14.6x6.5 | 8 | 18 | 472
VACON0020-3L-0025-2 | - | - | - | - | 5.5 | 7.5 | 25 | 37.5 | MI4 | 165x370x165 | 6.5x14.6x6.5 | 8 | 18 | 540
VACON0020-3L-0031-2 | - | - | - | - | 7.5 | 10 | 31 | 46.5 | MI5 | 165x414x202 | 6.5x16.3x8 | 10 | 22 | 679
VACON0020-3L-0038-2 | - | - | - | - | 11 | 15 | 38 | 57 | MI5 | 165x414x202 | 6.5x16.3x8 | 10 | 22 | 790
VACON 20 , 380-480 V, 3~ (3~MOTOR), IP20/Open type, IP21/Open type, EMC Class C4, Push Button HMI, Full I/O
PRODUCT CODE | Low Overload Ratings |  |  |  | High Overload Ratings |  |  |  | Frame | Dimensions |  | Weight |  | LIST
| Motor Power | Motor Power | Continuous | 110% | Motor Power | Motor Power | Continuous | 150% | Size | WxHxD |  | [kg] | [lb] | PRICE
| Low Overload | Low Overload | Current | Overload | High Overload | High Overload | Current | Overload |  | [mm] | [inches] |  |  | EUR
IP20/Open type | 400V [kW] | 480V [Hp] | IL [A] | Current [A] | 400V [kW] | 480V [Hp] | IH [A] | Current [A]
VACON0020-3L-0001-4 | - | - | - | - | 0.37 | 0.5 | 1.3 | 2 | MI1 | 66x160x99 | 2.60x6.30x3.90 | 0.55 | 1.21 | 202
VACON0020-3L-0002-4 | - | - | - | - | 0.55 | 0.75 | 1.9 | 2.9 | MI1 | 66x160x99 | 2.60x6.30x3.90 | 0.55 | 1.21 | 210
VACON0020-3L-0003-4 | - | - | - | - | 0.75 | 1 | 2.4 | 3.6 | MI1 | 66x160x99 | 2.60x6.30x3.90 | 0.55 | 1.21 | 224
VACON0020-3L-0004-4 | - | - | - | - | 1.1 | 1.5 | 3.3 | 5 | MI2 | 90x195x102 | 3.54x7.68x4.02 | 0.7 | 1.54 | 253
VACON0020-3L-0005-4 | - | - | - | - | 1.5 | 2 | 4.3 | 6.5 | MI2 | 90x195x102 | 3.54x7.68x4.02 | 0.7 | 1.54 | 294
VACON0020-3L-0006-4 | - | - | - | - | 2.2 | 3 | 5.6 | 8.4 | MI2 | 90x195x102 | 3.54x7.68x4.02 | 0.7 | 1.54 | 336
VACON0020-3L-0008-4 | - | - | - | - | 3 | 4 | 7.6 | 11.4 | MI3 | 100x255x109 | 3.94x10.04x4.29 | 0.99 | 2.18 | 380
VACON0020-3L-0009-4 | - | - | - | - | 4 | 5 | 9 | 13.5 | MI3 | 100x255x109 | 3.94x10.04x4.29 | 0.99 | 2.18 | 433
VACON0020-3L-0012-4 | - | - | - | - | 5.5 | 7.5 | 12 | 18 | MI3 | 100x255x109 | 3.94x10.04x4.29 | 0.99 | 2.18 | 508
IP21/Open type
VACON0020-3L-0016-4 | - | - | - | - | 7.5 | 10 | 16 | 24 | MI4 | 165x370x165 | 6.5x14.6x6.5 | 8 | 18 | 583
VACON0020-3L-0023-4 | - | - | - | - | 11 | 15 | 23 | 34.5 | MI4 | 165x370x165 | 6.5x14.6x6.5 | 8 | 18 | 735
VACON0020-3L-0031-4 | - | - | - | - | 15 | 20 | 31 | 46.5 | MI5 | 165x414x202 | 6.5x16.3x8 | 10 | 22 | 891
VACON0020-3L-0038-4 | - | - | - | - | 18.5 | 25 | 38 | 57 | MI5 | 165x414x202 | 6.5x16.3x8 | 10 | 22 | 985
VACON 20 , 600 V, 3~ (3~MOTOR), IP20/Open type, EMC Class C4, Push Button HMI, Full I/O
PRODUCT CODE | Low Overload Ratings |  |  |  | High Overload Ratings |  |  |  | Frame | Dimensions |  | Weight |  | LIST
| Motor Power | Motor Power | Continuous | 110% | Motor Power | Motor Power | Continuous | 150% | Size | WxHxD |  | [kg] | [lb] | PRICE
| Low Overload | Low Overload | Current | Overload | High Overload | High Overload | Current | Overload |  | [mm] | [inches] |  |  | EUR
| 575V [kW] | 575V [Hp] | IL [A] | Current [A] | 575V [kW] | 575V [Hp] | IH [A] | Current [A]
VACON0020-3L-0002-7 | - | - | - | - | 0.75 | 1 | 1.7 | 2,6 | MI3 | 100x255x109 | 3.94x10.04x4.29 | 0.99 | 2.18 | 302
VACON0020-3L-0003-7 | - | - | - | - | 1.5 | 2 | 2.7 | 4,1 | MI3 | 100x255x109 | 3.94x10.04x4.29 | 0.99 | 2.18 | 407
VACON0020-3L-0004-7 | - | - | - | - | 2.2 | 3 | 3.9 | 5,9 | MI3 | 100x255x109 | 3.94x10.04x4.29 | 0.99 | 2.18 | 472
VACON0020-3L-0006-7 | - | - | - | - | 4 | 5 | 6.1 | 9,2 | MI3 | 100x255x109 | 3.94x10.04x4.29 | 0.99 | 2.18 | 610
VACON0020-3L-0009-7 | - | - | - | - | 5.5 | 7.5 | 9 | 13,5 | MI3 | 100x255x109 | 3.94x10.04x4.29 | 0.99 | 2.18 | 726
Typecodes by default contains the following features:
- Push Button HMI
- EMC 4 (also suitable for IT networks)
- English quick guide
- 50Hz parameter settings
All the other features including documentation language have to be selected by +codes.
See the VACON 20 Product codes.

## VACON 20 Cold Plate
VACON 20 Cold Plate - Full featured Cold Plate "Finless" drive | [14 empty] | Level 1
Delivered from Merano
Prices are for multiple packaging of quantities as follows:
VACON 20 CP frame MS2: 16 pcs or multiple of 16
VACON 20 CP frame MS3: 8 pcs or multiple of 8
Packaging for quantities not multiple of above lots and individual packages are available with additional charge.
VACON 20 Cold Plate Drive, 208-230 V, 1~ (3~MOTOR), IP20/Open type, EMC Class C1, Full I/O, No Keypad
PRODUCT CODE |  | Low Overload Ratings |  |  |  | High Overload Ratings |  |  |  | Frame | Dimensions |  | Weight |  | LIST
|  | Motor Power | Motor Power | Continuous | 110% | Motor Power | Motor Power | Continuous | 150% | Size | WxHxD |  | [kg] | [lb] | PRICE
|  | Low Overload | Low Overload | Current | Overload | High Overload | High Overload | Current | Overload |  | [mm] | [inches] |  |  | EUR
|  | 230V [kW] | 230V [Hp] | IL [A] | Current [A] | 230V [kW] | 230V [Hp] | IH [A] | Current [A]
VACON0020-1L-0004-2-CP |  | - | - | - | - | 0.75 | 1 | 3.7 | 5.6 | MS2 | 133x159x80 | 5.24x6.26x3.15 | 2 | 4.4 | 228
VACON0020-1L-0005-2-CP |  | - | - | - | - | 1.1 | 1.5 | 4.8 | 7.2 | MS2 | 133x159x80 | 5.24x6.26x3.15 | 2 | 4.4 | 261
VACON0020-1L-0007-2-CP |  | - | - | - | - | 1.5 | 2 | 7 | 10.5 | MS2 | 133x159x80 | 5.24x6.26x3.15 | 2 | 4.4 | 303
On-site modification for IT networks possible (EMC class C4)
VACON 20 Cold Plate Drive, 208-230 V, 3~ (3~MOTOR), IP20/Open type, EMC Class C2, Full I/O, Safe Torque off, No Keypad
PRODUCT CODE |  | Low Overload Ratings |  |  |  | High Overload Ratings |  |  |  | Frame | Dimensions |  | Weight |  | LIST
|  | Motor Power | Motor Power | Continuous | 110% | Motor Power | Motor Power | Continuous | 150% | Size | WxHxD |  | [kg] | [lb] | PRICE
|  | Low Overload | Low Overload | Current | Overload | High Overload | High Overload | Current | Overload |  | [mm] | [inches] |  |  | EUR
|  | 230V [kW] | 230V [Hp] | IL [A] | Current [A] | 230V [kW] | 230V [Hp] | IH [A] | Current [A]
VACON0020-3L-0004-2-CP |  | - | - | - | - | 0.75 | 1 | 3.7 | 5.6 | MS2 | 133x159x80 | 5.24x6.26x3.15 | 2 | 4.4 | 300
VACON0020-3L-0005-2-CP |  | - | - | - | - | 1.1 | 1.5 | 4.8 | 7.2 | MS2 | 133x159x80 | 5.24x6.26x3.15 | 2 | 4.4 | 349
VACON0020-3L-0007-2-CP |  | - | - | - | - | 1.5 | 2 | 7 | 10.5 | MS2 | 133x159x80 | 5.24x6.26x3.15 | 2 | 4.4 | 399
VACON0020-3L-0011-2-CP |  | - | - | - | - | 2.2 | 3 | 11 | 16.5 | MS3 | 161x240x83 | 6.34x9.45x3.27 | 3 | 6.6 | 509
VACON0020-3L-0012-2-CP |  | - | - | - | - | 3 | 4 | 12 | 18.8 | MS3 | 161x240x83 | 6.34x9.45x3.27 | 3 | 6.6 | 583
VACON0020-3L-0017-2-CP |  | - | - | - | - | 4 | 5 | 17.5 | 26.3 | MS3 | 161x240x83 | 6.34x9.45x3.27 | 3 | 6.6 | 687
On-site modification for IT networks possible (EMC class C4)
VACON 20 Cold Plate Drive, 380-480 V, 3~ (3~MOTOR), IP20/Open type, EMC Class C2, Full I/O, Safe Torque off, No Keypad
PRODUCT CODE |  | Low Overload Ratings |  |  |  | High Overload Ratings |  |  |  | Frame | Dimensions |  | Weight |  | LIST
|  | Motor Power | Motor Power | Continuous | 110% | Motor Power | Motor Power | Continuous | 150% | Size | WxHxD |  | [kg] | [lb] | PRICE
|  | Low Overload | Low Overload | Current | Overload | High Overload | High Overload | Current | Overload |  | [mm] | [inches] |  |  | EUR
|  | 400V [kW] | 480V [Hp] | IL [A] | Current [A] | 400V [kW] | 480V [Hp] | IH [A] | Current [A]
VACON0020-3L-0003-4-CP |  | - | - | - | - | 0.75 | 1 | 2.4 | 3.6 | MS2 | 133x159x80 | 5.24x6.26x3.15 | 2 | 4.4 | 256
VACON0020-3L-0004-4-CP |  | - | - | - | - | 1.1 | 1.5 | 3.3 | 5 | MS2 | 133x159x80 | 5.24x6.26x3.15 | 2 | 4.4 | 300
VACON0020-3L-0005-4-CP |  | - | - | - | - | 1.5 | 2 | 4.3 | 6.5 | MS2 | 133x159x80 | 5.24x6.26x3.15 | 2 | 4.4 | 349
VACON0020-3L-0006-4-CP |  | - | - | - | - | 2.2 | 3 | 5.6 | 8.4 | MS2 | 133x159x80 | 5.24x6.26x3.15 | 2 | 4.4 | 399
VACON0020-3L-0008-4-CP |  | - | - | - | - | 3 | 5 | 7.6 | 11.4 | MS2 | 133x159x80 | 5.24x6.26x3.15 | 2 | 4.4 | 451
VACON0020-3L-0009-4-CP |  | - | - | - | - | 4 | 6 | 9 | 13.5 | MS3 | 161x240x83 | 6.34x9.45x3.27 | 3 | 6.6 | 509
VACON0020-3L-0012-4-CP |  | - | - | - | - | 5.5 | 7.5 | 12 | 18 | MS3 | 161x240x83 | 6.34x9.45x3.27 | 3 | 6.6 | 583
VACON0020-3L-0016-4-CP |  | - | - | - | - | 7.5 | 10 | 16 | 24 | MS3 | 161x240x83 | 6.34x9.45x3.27 | 3 | 6.6 | 687
On-site modification for IT networks possible (EMC class C4)
* requires that drive is mounted on a sufficient heat sink
Single packaging (NOTE! Use the same ratio as for the drive)
PRODUCT CODE | Description | [6 empty] | Suitability | [6 empty] | LIST
PRICE
EUR
+GSCB | Single packaging | [6 empty] | Vacon 20 CP 230V MS2 | [6 empty] | 7
+GSCB | Single packaging | [6 empty] | Vacon 20 CP 230V MS3 | [6 empty] | 7
+GSCB | Single packaging | [6 empty] | Vacon 20 CP 480V MS2 | [6 empty] | 7
+GSCB | Single packaging | [6 empty] | Vacon 20 CP 480V MS3 | [6 empty] | 7
Internal brake resistor (NOTE! Use the same ratio as for the drive)
PRODUCT CODE | Description | [6 empty] | Suitability | [6 empty] | LIST
PRICE
EUR
+DBIR | Internal brake resistor | [6 empty] | Vacon 20 CP 480V MS2 | [6 empty] | 54
Region code (NOTE! Use the same ratio as for the drive)
PRODUCT CODE | Description | [6 empty] | Suitability | [6 empty] | LIST
PRICE
EUR
-R02 | North America, 480V/60Hz defaults & US units | [6 empty] | Vacon 20 CP 230V MS2 | [6 empty] | 0
-R02 | North America, 480V/60Hz defaults & US units | [6 empty] | Vacon 20 CP 230V MS3 | [6 empty] | 0
-R02 | North America, 480V/60Hz defaults & US units | [6 empty] | Vacon 20 CP 480V MS2 | [6 empty] | 0
-R02 | North America, 480V/60Hz defaults & US units | [6 empty] | Vacon 20 CP 480V MS3 | [6 empty] | 0
Warranty Time
PRODUCT CODE | Description | [6 empty] | Suitability
WSC-WARR+WT02 | Extended warranty: 18 months from commissioning or 24 months from delivery* | [6 empty] | Vacon 20 CP
WSC-WARR+WT03 | Extended warranty: 24 months from commissioning or 30 months from delivery* | [6 empty] | Vacon 20 CP
WSC-WARR+WT04 | Extended warranty: 24 months from commissioning or 36 months from delivery* | [6 empty] | Vacon 20 CP

## VACON 20 X
VACON 20 X - IP66/Type 4X Decentralized Drive | [14 empty] | Level 1
Delivered from Merano
VACON 20 X, 208-230 V, 1~ (3~MOTOR), IP66/Type 4X, EMC Class C1, Full I/O, No Keypad
PRODUCT CODE |  | Low Overload Ratings |  |  |  | High Overload Ratings |  |  |  | Frame | Dimensions |  | Weight |  | LIST
|  | Motor Power | Motor Power | Continuous | 110% | Motor Power | Motor Power | Continuous | 150% | Size | WxHxD |  | [kg] | [lb] | PRICE
|  | Low Overload | Low Overload | Current | Overload | High Overload | High Overload | Current | Overload |  | [mm] | [inches] |  |  | EUR
|  | 230V [kW] | 230V [Hp] | IL [A] | Current [A] | 230V [kW] | 230V [Hp] | IH [A] | Current [A]
VACON0020-1L-0004-2-X |  | - | - | - | - | 0.75 | 1 | 3.7 | 5.6 | MU2 | 133x159x80 | 5.24x6.26x3.15 | 2 | 4.4 | 385
VACON0020-1L-0005-2-X |  | - | - | - | - | 1.1 | 1.5 | 4.8 | 7.2 | MU2 | 133x159x80 | 5.24x6.26x3.15 | 2 | 4.4 | 418
VACON0020-1L-0007-2-X |  | - | - | - | - | 1.5 | 2 | 7 | 10.5 | MU2 | 133x159x80 | 5.24x6.26x3.15 | 2 | 4.4 | 460
On-site modification for IT networks possible (EMC class C4)
VACON 20 X , 208-230V, 3~ (3~MOTOR), IP66/Type 4X, EMC Class C2, Full I/O, Safe Torque off (STO), No Keypad
PRODUCT CODE |  | Low Overload Ratings |  |  |  | High Overload Ratings |  |  |  | Frame | Dimensions |  | Weight |  | LIST
|  | Motor Power | Motor Power | Continuous | 110% | Motor Power | Motor Power | Continuous | 150% | Size | WxHxD |  | [kg] | [lb] | PRICE
|  | Low Overload | Low Overload | Current | Overload | High Overload | High Overload | Current | Overload |  | [mm] | [inches] |  |  | EUR
|  | 230V [kW] | 230V [Hp] | IL [A] | Current [A] | 230V [kW] | 230V [Hp] | IH [A] | Current [A]
VACON0020-3L-0004-2-X |  | - | - | - | - | 0.75 | 1 | 3.7 | 5.6 | MU2 | 170 x 295 x 154 | 6.7x11.61x6.06 | 3.4 | 7.5 | 457
VACON0020-3L-0005-2-X |  | - | - | - | - | 1.1 | 1.5 | 4.8 | 7.2 | MU2 | 170 x 295 x 154 | 6.7x11.61x6.06 | 3.4 | 7.5 | 505
VACON0020-3L-0007-2-X |  | - | - | - | - | 1.5 | 2 | 7 | 10.5 | MU2 | 170 x 295 x 154 | 6.7x11.61x6.06 | 3.4 | 7.5 | 555
VACON0020-3L-0011-2-X |  | - | - | - | - | 2.2 | 3 | 11 | 16.5 | MU3 | 206 x 376 x 181 | 8.11x14.8x7.12 | 6 | 13.23 | 710
VACON0020-3L-0012-2-X |  | - | - | - | - | 3 | 4 | 12.5 | 18.8 | MU3 | 206 x 376 x 181 | 8.11x14.8x7.12 | 6 | 13.23 | 784
VACON0020-3L-0017-2-X |  | - | - | - | - | 4 | 5 | 17.5 | 26.3 | MU3 | 206 x 376 x 181 | 8.11x14.8x7.12 | 6 | 13.23 | 888
On-site modification for IT networks possible (EMC class C4)
VACON 20 X , 380-480 V, 3~ (3~MOTOR), IP66/Type 4X, EMC Class C2, Full I/O, Safe Torque off (STO), No Keypad
PRODUCT CODE |  | Low Overload Ratings |  |  |  | High Overload Ratings |  |  |  | Frame | Dimensions |  | Weight |  | LIST
|  | Motor Power | Motor Power | Continuous | 110% | Motor Power | Motor Power | Continuous | 150% | Size | WxHxD |  | [kg] | [lb] | PRICE
|  | Low Overload | Low Overload | Current | Overload | High Overload | High Overload | Current | Overload |  | [mm] | [inches] |  |  | EUR
|  | 400V [kW] | 480V [Hp] | IL [A] | Current [A] | 400V [kW] | 480V [Hp] | IH [A] | Current [A]
VACON0020-3L-0003-4-X |  | - | - | - | - | 0.75 | 1 | 2.4 | 3.6 | MU2 | 170 x 295 x 154 | 6.7x11.61x6.06 | 3.4 | 7.5 | 413
VACON0020-3L-0004-4-X |  | - | - | - | - | 1.1 | 1.5 | 3.3 | 5 | MU2 | 170 x 295 x 154 | 6.7x11.61x6.06 | 3.4 | 7.5 | 457
VACON0020-3L-0005-4-X |  | - | - | - | - | 1.5 | 2 | 4.3 | 6.5 | MU2 | 170 x 295 x 154 | 6.7x11.61x6.06 | 3.4 | 7.5 | 505
VACON0020-3L-0006-4-X |  | - | - | - | - | 2.2 | 3 | 5.6 | 8.4 | MU2 | 170 x 295 x 154 | 6.7x11.61x6.06 | 3.4 | 7.5 | 555
VACON0020-3L-0008-4-X |  | - | - | - | - | 3 | 5 | 7.6 | 11.4 | MU2 | 170 x 295 x 154 | 6.7x11.61x6.06 | 3.4 | 7.5 | 607
VACON0020-3L-0009-4-X |  | - | - | - | - | 4 | 6 | 9 | 13.5 | MU3 | 206 x 376 x 181 | 8.11x14.8x7.12 | 6 | 13.23 | 710
VACON0020-3L-0012-4-X |  | - | - | - | - | 5.5 | 7.5 | 12 | 18 | MU3 | 206 x 376 x 181 | 8.11x14.8x7.12 | 6 | 13.23 | 784
VACON0020-3L-0016-4-X |  | - | - | - | - | 7.5 | 10 | 16 | 24 | MU3 | 206 x 376 x 181 | 8.11x14.8x7.12 | 6 | 13.23 | 888
On-site modification for IT networks possible (EMC class C4)
Integrated Mains Switch (NOTE! Use the same ratio as for the drive)
PRODUCT CODE | Description | [6 empty] | Suitability | [6 empty] | LIST
PRICE
EUR
+QDSS | Integrated Mains Switch for MU2 | [6 empty] | Vacon 20 X 230V MU2 | [6 empty] | 83
+QDSS | Integrated Mains Switch for MU3 | [6 empty] | Vacon 20 X 230V MU3 | [6 empty] | 124
+QDSS | Integrated Mains Switch for MU2 | [6 empty] | Vacon 20 X 480V MU2 | [6 empty] | 83
+QDSS | Integrated Mains Switch for MU3 | [6 empty] | Vacon 20 X 480V MU3 | [6 empty] | 124
Simple Operator Panel (NOTE! Use the same ratio as for the drive)
PRODUCT CODE | Description | [6 empty] | Suitability | [6 empty] | LIST
PRICE
EUR
+QDSH | Simple Operator Panel including +QDSS for MU2 | [6 empty] | Vacon 20 X 230V MU2 | [6 empty] | 132
+QDSH | Simple Operator Panel including +QDSS for MU3 | [6 empty] | Vacon 20 X 230V MU3 | [6 empty] | 173
+QDSH | Simple Operator Panel including +QDSS for MU2 | [6 empty] | Vacon 20 X 480V MU2 | [6 empty] | 132
+QDSH | Simple Operator Panel including +QDSS for MU3 | [6 empty] | Vacon 20 X 480V MU3 | [6 empty] | 173
Text Keypad (NOTE! Use the same ratio as for the drive)
PRODUCT CODE | Description | [6 empty] | Suitability | [6 empty] | LIST
PRICE
EUR
+HMTX | Text Keypad | [6 empty] | Vacon 20 X 230V MU2 | [6 empty] | 114
+HMTX | Text Keypad | [6 empty] | Vacon 20 X 230V MU3 | [6 empty] | 114
+HMTX | Text Keypad | [6 empty] | Vacon 20 X 480V MU2 | [6 empty] | 114
+HMTX | Text Keypad | [6 empty] | Vacon 20 X 480V MU3 | [6 empty] | 114
Internal brake resistor (NOTE! Use the same ratio as for the drive)
PRODUCT CODE | Description | [6 empty] | Suitability | [6 empty] | LIST
PRICE
EUR
+DBIR | Internal brake resistor | [6 empty] | Vacon 20 X 480V MU2 | [6 empty] | 54
Solar pump application (NOTE! Use the same ratio as for the drive)
PRODUCT CODE | Description | [6 empty] | Suitability | [6 empty] | LIST
PRICE
EUR
+A1163 | Solar pump application * | [6 empty] | Vacon 20 X 230V MU2 1~ | [6 empty] | 23
+A1163 | Solar pump application * | [6 empty] | Vacon 20 X 230V MU3 3~ | [6 empty] | 23
+A1163 | Solar pump application * | [6 empty] | Vacon 20 X 480V MU3 | [6 empty] | 23
Region code (NOTE! Use the same ratio as for the drive)
PRODUCT CODE | Description | [6 empty] | Suitability | [6 empty] | LIST
PRICE
EUR
-R02 | North America, 480V/60Hz defaults & US units, includes +HMTX and +QGLC * | [6 empty] | Vacon 20 X 230V MU2 | [6 empty] | 114
-R02 | North America, 480V/60Hz defaults & US units, includes +HMTX and +QGLC * | [6 empty] | Vacon 20 X 230V MU3 | [6 empty] | 114
-R02 | North America, 480V/60Hz defaults & US units, includes +HMTX and +QGLC * | [6 empty] | Vacon 20 X 480V MU2 | [6 empty] | 114
-R02 | North America, 480V/60Hz defaults & US units, includes +HMTX and +QGLC * | [6 empty] | Vacon 20 X 480V MU3 | [6 empty] | 114
Warranty Time
PRODUCT CODE | Description | [6 empty] | Suitability
WSC-WARR+WT02 | Extended warranty: 18 months from commissioning or 24 months from delivery* | [6 empty] | Vacon 20 X
WSC-WARR+WT03 | Extended warranty: 24 months from commissioning or 30 months from delivery* | [6 empty] | Vacon 20 X
WSC-WARR+WT04 | Extended warranty: 24 months from commissioning or 36 months from delivery* | [6 empty] | Vacon 20 X

## Compact AC Options
Compact AC Options
Delivered from Haiyan (VACON 20 CP and VACON 20 X options from Merano)
FACTORY INSTALLED OPTIONS
BUILT-IN EMC (IEC61800-3)
PRODUCT CODE | Description |  |  |  | Suitability | LIST
PRICE
EUR
+EMC2 | Class C2, includes +QPES |  |  |  | VACON 20 MI1 / 1~230V | 16
+EMC2 | Class C2, includes +QPES |  |  |  | VACON 20 MI2 / 1~230V | 19
+EMC2 | Class C2, includes +QPES |  |  |  | VACON 20 MI3 / 1~230V | 21
+EMC2 | Class C2, includes +QPES |  |  |  | VACON 20 MI1 / 3~230V & 400V | 19
+EMC2 | Class C2, includes +QPES |  |  |  | VACON 20 MI2 / 3~230V & 400V | 22
+EMC2 | Class C2, includes +QPES |  |  |  | VACON 20 MI3 / 3~230V & 400V | 26
+EMC2 | Class C2 w/ built-in choke, includes +QPES |  |  |  | VACON 20 MI4 / 3~230V & 400V | 56
+EMC2 | Class C2 w/ built-in choke, includes +QPES |  |  |  | VACON 20 MI5 / 3~230V & 400V | 74
PE CABLE TERMINATION KIT
PRODUCT CODE | Description |  |  |  | Suitability | LIST
PRICE
EUR
+QPES | Earthing kit for cable shields |  |  |  | VACON 20 M1-MI5 | 4
FLANGE MOUNTING
PRODUCT CODE | Description |  |  |  | Suitability | LIST
PRICE
EUR
+QFLG | Factory mounted flange IP54 to the back side |  |  |  | VACON 20 MI4 | 44
+QFLG | Factory mounted flange IP54 to the back side |  |  |  | VACON 20 MI5 | 52
Warranty Time
PRODUCT CODE | Description |  |  |  | Suitability | LIST
PRICE
EUR
+WT02 | Extended warranty: 18 months from commissioning or 24 months from delivery* |  |  |  | VACON 20 | 2%
+WT03 | Extended warranty: 24 months from commissioning or 30 months from delivery* |  |  |  | VACON 20 | 3%
+WT04 | Extended warranty: 24 months from commissioning or 36 months from delivery* |  |  |  | VACON 20 | 3.5%
Gross price of the extended warranty time is calculated from the gross price of the drive including options!
Special conditions apply for extended warranty, please refer to "Vacon Factory Extended Warranty policy"
*Whichever comes first
LOOSE OPTIONS (Packaged separately, use the same ratio as NX Options)
OPTION BOARD MOUNTING
PRODUCT CODE | Description |  |  |  | Suitability | LIST
PRICE
EUR
ENC-SLOT-MC03-13 | Option board mounting kit, drive width +28 mm |  |  |  | VACON 20 MI1-3 | 32
ENC-SLOT-MC03-45 | Option board mounting kit |  |  |  | VACON 20 MI4-5 | 21
IP21 & TYPE 1
PRODUCT CODE | Description |  |  |  | Suitability | LIST
PRICE
EUR
ENC-IN01-MI1 | Type 1 enclosure for MI1 (IP21 cover + conduit box) |  |  |  | VACON 20 MI1 | 21
ENC-IN01-MI2 | Type 1 enclosure for MI2 (IP21 cover + conduit box) |  |  |  | VACON 20 MI2 | 31
ENC-IN01-MI3 | Type 1 enclosure for MI3 (IP21 cover + conduit box) |  |  |  | VACON 20 MI3 | 42
ENC-IN01-MI4 | Type 1 enclosure for MI4 (conduit box) |  |  |  | VACON 20 MI4 | 23
ENC-IN01-MI5 | Type 1 enclosure for MI5 (conduit box) |  |  |  | VACON 20 MI5 | 25
ENC-IP21-MI1 | IP21 cover for MI1 |  |  |  | VACON 20 MI1 | 8
ENC-IP21-MI2 | IP21 cover for MI2 |  |  |  | VACON 20 MI2 | 13
ENC-IP21-MI3 | IP21 cover for MI3 |  |  |  | VACON 20 MI3 | 19
COMMUNICATION ADAPTERS
PRODUCT CODE | Description |  |  |  | Suitability | LIST
PRICE
EUR
CAB-USB/RS485 | USB to RS-485 cable for PC |  |  |  | VACON 20 (with optional adapter) / 20 CP / 20 X | 72
VACON-ADP-MCAA | MCA adapter for PC tool and parmeter cloning |  |  |  | VACON 20 | 65
VACON-ADP-MCAA-KIT | Kit with PC cable and MCA adapter |  |  |  | VACON 20 | 137
KEYPAD DOOR MOUNTING
PRODUCT CODE | Description |  |  |  | Suitability | LIST
PRICE
EUR
VACON-PAN-HMDR-TMX-MC03 | VACON 20 door mounting kit with text keypad and passive adapter |  |  |  | VACON 20 | 121
VACON-PAN-HMDR-TMX-MC03-2M | VACON 20 door mounting kit with text keypad and passive adapter with 2m RJ45 cable |  |  |  | VACON 20 | 132
VACON-PAN-HMDR-TMX-MC03-3M | VACON 20 door mounting kit with text keypad and passive adapter with 3m RJ45 cable |  |  |  | VACON 20 | 133
VACON-PAN-HMDR-TMX-MC03-6M | VACON 20 door mounting kit with text keypad and passive adapter with 6m RJ45 cable |  |  |  | VACON 20 | 141
VACON-PAN-HMDR-TMX-MC03-15M | VACON 20 door mounting kit with text keypad and passive adapter with 15m RJ45 cable |  |  |  | VACON 20 | 166
CAB-RJ45P-2M | 2m RJ45 cable for door mounting kit |  |  |  | VACON 20 | 7
CAB-RJ45P-3M | 3m RJ45 cable for door mounting kit |  |  |  | VACON 20 | 10
CAB-RJ45P-6M | 6m RJ45 cable for door mounting kit |  |  |  | VACON 20 | 15
CAB-RJ45P-15M | 15m RJ45 cable for door mounting kit |  |  |  | VACON 20 | 33
CAB-HMI2M-MC05-X * | MC05 IP66 HMI cable l=2m for -X keypads Option |  |  |  | VACON 20 X | 55
CAB-HMI5M-MC05-X * | MC05 IP66 HMI cable l=5m for -X keypads Option |  |  |  | VACON 20 X | 68
VACON-PAN-HMDR-MC03 | Complete IP54 keypad door kit+3m cable+adapater |  |  |  | VACON 20 | 155
VACON-ADP-PASSIVE | Passive PC/Keypad door mounting adapter |  |  |  | VACON 20 | 17
VACON-PAN-HMTX-MC06-CP * | Handheld/Magnetic fixing IP66 text keypad w/ cable, l=1m/39,37 inches |  |  |  | VACON 20 CP | 129
VACON-PAN-HMTX-MC06-X * | Handheld/Magnetic fixing IP66 text keypad w/ cable, l=0,5m/19,68 inches |  |  |  | VACON 20 X | 129
PAN-HMWM-MK02 * | Keypad Wallmounting Kit |  |  |  | VACON 20 X / VACON 20 CP | 47
I/O boards D- and E -slot compatible
PRODUCT CODE | Description |  |  |  | Suitability | LIST
PRICE
EUR
OPT-B1-V | 6 x DI / DO, programmable |  |  |  | VACON 20 / VACON 20 CP / VACON 20 X | 130
OPT-B2-V | 2 x RO + Thermistor |  |  |  | VACON 20 / VACON 20 CP / VACON 20 X | 117
OPT-B4-V | 1 x AI, 2 x AO (isolated) |  |  |  | VACON 20 / VACON 20 CP / VACON 20 X | 179
OPT-B5-V | 3 x RO |  |  |  | VACON 20 / VACON 20 CP / VACON 20 X | 109
OPT-B9-V | 1 x RO, 5 x DI (42-240VAC) |  |  |  | VACON 20 / VACON 20 CP / VACON 20 X | 189
OPT-BF-V | 1 x AO, 1 x DO, 1 x RO |  |  |  | VACON 20 / VACON 20 CP / VACON 20 X | 173
OPT-BH-V | 3 x Temp sensor inputs (PT100, PT1000, KTY84-130, KTY84-150, KTY84-131, NI1000) |  |  |  | VACON 20 / VACON 20 CP / VACON 20 X | 129
OPT-BK-V | AS-interface option board |  |  |  | VACON 20 CP / VACON 20 X | 146
FIELD BUS BOARDS
PRODUCT CODE | Description |  |  |  | Suitability | LIST
PRICE
EUR
OPT-E3-V | Profibus DP, Screw Terminals |  |  |  | VACON 20* / VACON 20 CP / VACON 20 X | 183
OPT-E5-V | Profibus DP, Sub-D9 Connector |  |  |  | VACON 20* / VACON 20 CP / VACON 20 X | 195
OPT-E6-V | CANopen |  |  |  | VACON 20* / VACON 20 CP / VACON 20 X | 205
OPT-E7-V | DeviceNet |  |  |  | VACON 20* / VACON 20 CP / VACON 20 X | 172
OPT-E9-V | 2-Port Ethernet option (Modbus TCP/UDP, PROFINET, EtherNet/IP, RSTP, MRP) |  |  |  | VACON 20 / VACON 20 CP / VACON 20 X | 283
OPT-EC-V | EtherCAT field bus |  |  |  | VACON 20* / VACON 20 CP / VACON 20 X | 325
OPT-C3-V | Profibus DP |  |  |  | VACON 20 CP / VACON 20 X | 183
OPT-C5-V | Profibus DP (D9 type connector) |  |  |  | VACON 20 CP / VACON 20 X | 195
OPT-C6-V | CANopen |  |  |  | VACON 20 CP / VACON 20 X | 205
OPT-C7-V | DeviceNet |  |  |  | VACON 20 CP / VACON 20 X | 172
OPT-CJ-V | BACnet MS/TP |  |  |  | VACON 20 CP / VACON 20 X | 114
VACON 20 DEMO
PRODUCT CODE | Description |  |  |  | Suitability | LIST
PRICE
EUR
VACON-DEM-0020-1L-2-CASE | 1~230V Demo case |  |  |  |  | 1576
QPES kits
PRODUCT CODE | Description |  |  |  | Suitability | LIST
PRICE
EUR
ENC-QPES-MI1-10 | MI1 PE-Plate kit 10pcs |  |  |  | VACON 20 MI1 | 49
ENC-QPES-MI2-10 | MI2 PE-Plate kit 10pcs |  |  |  | VACON 20 MI2 | 58
ENC-QPES-MI3-10 | MI3 PE-Plate kit 10pcs |  |  |  | VACON 20 MI3 | 57
ENC-QPES-MI4-10 | MI4 PE-Plate kit 10pcs |  |  |  | VACON 20 MI4 | 119
ENC-QPES-MI5-10 | MI5 PE-Plate kit 10pcs |  |  |  | VACON 20 MI5 | 122
TRANSFER OPTIONS (Packaged separately)
VACON 20 TRANSFER PRODUCTS External brake resistors
PRODUCT CODE | Dimensions | Power [kW] at 100% | Resistance | Weight | Suitability | LIST
| W x H x D mm | ED based on | [Ω] | kg |  | PRICE
208-240 V |  | a 120sec cycle |  |  |  | EUR
BRR-0025-LD-2 | 60x31x165 | 0.1 | 30 | 0.39 | VACON 20 MI4/ 3~230V | 47
BRR-0031-LD-2 | 60x31x246 | 0.16 | 20 | 0.88 | VACON 20 MI5/ 3~230V | 52
BRR-0025-HD-2 | 60x106x381 | 0.27 | 30 | 2 | VACON 20 MI4/ 3~230V | 186
BRR-0031-HD-2 * | 124x122x400 | 0.41 | 20 | 2.4 | VACON 20 MI5/ 3~230V | 215
380-500 V
BRR-0022-LD-5 | 60x31x335 | 0.24 | 63 | 1.2 | VACON 20 MI3/ 3~400V | 39
BRR-0031-LD-5 | 117x124x225 | 0.35 | 42 | 1.8 | VACON 20 MI4/ 3~400V | 52
BRR-0045-LD-5 | 117x124x426 | 0.71 | 21 | 3.3 | VACON 20 MI5/ 3~400V | 104
BRR-0022-HD-5 * | 124x126x540 | 0.61 | 63 | 3.5 | VACON 20 MI3/ 3~400V | 186
BRR-0031-HD-5 * | 124x126x700 | 0.91 | 42 | 4.6 | VACON 20 MI4/ 3~400V | 214
BRR-0045-HD-5 * | 260x101x700 | 1.8 | 21 | 11.3 | VACON 20 MI5/ 3~400V | 429
525-690 V
BRR-0013-LD-6 | 60x31x405 | 0.28 | 100 | 1.45 | VACON 20 MI3/ 3~600V | 52
BRR-0013-HD-6 * | 124x126x600 | 0.73 | 100 | 3.9 | VACON 20 MI3/ 3~600V | 192
Transfer products
*Thermal protection switch included
LD = LIGHT DUTY: 5 s NOMINAL TORQUE BRAKING FROM NOMINAL SPEED REDUCED LINEARLY TO ZERO ONCE PER 120 s
HD = HEAVY DUTY: 3 s NOMINAL TORQUE BRAKING AT NOMINAL SPEED + 7 s NOMINAL TORQUE BRAKING FROM NOMINAL
SPEED REDUCED LINEARLY TO ZERO ONCE PER 120 s
Prices herein do not include any taxes or similar charges and are based on deliveries FCA Haiyan, China (Incoterms 2010). Prices may be revised by Vacon Ltd without prior notice.
0
0

## VACON 20 Product Codes
VACON 20 Product Codes
| VACON0010- | 1L- | 0001- | 1- | +EMC2 | +QPES | +DLDE | +LS60
VACON 20
Input Phases
1L = Single phase
3L = Three phase
Output Current
Input Voltage
1 = 115 Vac
2 = 208 - 230 Vac
4 = 380 - 480 Vac
7 = 575 Vac
Version
CP = Cold Plate Version VACON 20)
X = IP66/Type 4X Decentralized Drive
Region Code
-R02 = North Amercia
empty = International
+OPTIONS
EMC Level
+EMC2 = C2
empty = C4
PE-plate
+QPES = PE-plate included
empty = Without PE-plate
Language of the documentation
+DLCN = Chinese
+DLCZ = Czech
+DLDE = German
+DLDK = Danish
+DLES = Spanish
+DLFI = Finnish
+DLFR = French
+DLIT = Italian
+DLNL = Dutch
+DLNO = Norwegian
+DLPT = Portuguese
+DLRU = Russian
+DLSE = Swedish
+DLTR = Turkish
+DLUS = US English
empty = English
60Hz default setting
+LS60 = 60Hz parameter default settings
empty = 50Hz parameter default settings

## VACON 100 INDUSTRIAL
VACON 100 INDUSTRIAL | [13 empty] | Level 1
VACON 100 INDUSTRIAL, 208-240 V, IP21/Type 1 air-cooled wall-mounted drive, EMC Class C2, Graphical keypad
PRODUCT CODE | Low Overload Ratings |  |  |  | High Overload Ratings |  |  |  | Frame | Dimensions |  | Weight |  | LIST
| Motor Power | Motor Power | Continuous | 110% | Motor Power | Motor Power | Continuous | 150% | Size | WxHxD |  | [kg] | [lb] | PRICE
| Low Overload | Low Overload | Current | Overload | High Overload | High Overload | Current | Overload |  | [mm] | [inches] |  |  | EUR
| 230V [kW] | 230V [Hp] | IL [A] | Current [A] | 230V [kW] | 230V [Hp] | IH [A] | Current [A]
VACON0100-3L-0003-2 | 0.55 | 0.75 | 3.7 | 4.1 | 0.37 | 0.5 | 2.6 | 3.9 | MR4 | 128x328x190 | 5x12.9x7.5 | 6 | 13 | 907
VACON0100-3L-0004-2 | 0.75 | 1 | 4.8 | 5.3 | 0.55 | 0.75 | 3.7 | 5.6 | MR4 | 128x328x190 | 5x12.9x7.5 | 6 | 13 | 960
VACON0100-3L-0007-2 | 1.1 | 1.5 | 6.6 | 7.3 | 0.75 | 1 | 4.8 | 7.2 | MR4 | 128x328x190 | 5x12.9x7.5 | 6 | 13 | 1019
VACON0100-3L-0008-2 | 1.5 | 2 | 8 | 8.8 | 1.1 | 1.5 | 6.6 | 9.9 | MR4 | 128x328x190 | 5x12.9x7.5 | 6 | 13 | 1053
VACON0100-3L-0011-2 | 2.2 | 3 | 11 | 12.1 | 1.5 | 2 | 8 | 12 | MR4 | 128x328x190 | 5x12.9x7.5 | 6 | 13 | 1117
VACON0100-3L-0012-2 | 3 | 4 | 12.5 | 13.8 | 2.2 | 3 | 11 | 16.5 | MR4 | 128x328x190 | 5x12.9x7.5 | 6 | 13 | 1173
VACON0100-3L-0018-2 | 4 | 5 | 18 | 19.8 | 3 | 4 | 12.5 | 18.8 | MR5 | 144x419x214 | 5.7x16.5x8.4 | 10 | 22 | 1267
VACON0100-3L-0024-2 | 5.5 | 7.5 | 24 | 26.4 | 4 | 5 | 18 | 27 | MR5 | 144x419x214 | 5.7x16.5x8.4 | 10 | 22 | 1429
VACON0100-3L-0031-2 | 7.5 | 10 | 31 | 34.1 | 5.5 | 7.5 | 25 | 37.5 | MR5 | 144x419x214 | 5.7x16.5x8.4 | 10 | 22 | 1708
VACON0100-3L-0048-2 | 11 | 15 | 48 | 52.8 | 7.5 | 10 | 31 | 46.5 | MR6 | 195x557x229 | 7.7x21.9x9 | 20 | 44 | 2091
VACON0100-3L-0062-2 | 15 | 20 | 62 | 68.2 | 11 | 15 | 48 | 72 | MR6 | 195x557x229 | 7.7x21.9x9 | 20 | 44 | 2510
VACON0100-3L-0075-2 | 18.5 | 25 | 75 | 82.5 | 15 | 20 | 62 | 93 | MR7 | 237x660x259 | 9.3x26x10.2 | 37.5 | 83 | 3030
VACON0100-3L-0088-2 | 22 | 30 | 88 | 96.8 | 18.5 | 25 | 75 | 112.5 | MR7 | 237x660x259 | 9.3x26x10.2 | 37.5 | 83 | 3795
VACON0100-3L-0105-2 | 30 | 40 | 105 | 115.5 | 22 | 30 | 88 | 132 | MR7 | 237x660x259 | 9.3x26x10.2 | 37.5 | 83 | 4561
VACON0100-3L-0140-2 | 37 | 50 | 140 | 154 | 30 | 40 | 114 | 171 | MR8 | 290x966x343 | 11.4x38x13.5 | 66 | 145.5 | 5355
VACON0100-3L-0170-2 | 45 | 60 | 170 | 187 | 37 | 50 | 140 | 210 | MR8 | 290x966x343 | 11.4x38x13.5 | 66 | 145.5 | 6128
VACON0100-3L-0205-2 | 55 | 75 | 205 | 225.5 | 45 | 60 | 170 | 255 | MR8 | 290x966x343 | 11.4x38x13.5 | 66 | 145.5 | 7560
VACON0100-3L-0261-2 | 75 | 100 | 261 | 287.1 | 55 | 75 | 211 | 316.5 | MR9 | 480x1150x365 | 18.9x45.3x14.4 | 108 | 238 | 9764
VACON0100-3L-0310-2 | 90 | 125 | 310 | 341 | 75 | 100 | 251 | 376.5 | MR9 | 480x1150x365 | 18.9x45.3x14.4 | 108 | 238 | 12090
VACON 100 INDUSTRIAL, 208-240 V, IP54/Type 12 air-cooled wall-mounted drive, EMC Class C2, Graphical keypad
PRODUCT CODE | Low Overload Ratings |  |  |  | High Overload Ratings |  |  |  | Frame | Dimensions |  | Weight |  | LIST
| Motor Power | Motor Power | Continuous | 110% | Motor Power | Motor Power | Continuous | 150% | Size | WxHxD |  | [kg] | [lb] | PRICE
| Low Overload | Low Overload | Current | Overload | High Overload | High Overload | Current | Overload |  | [mm] | [inches] |  |  | EUR
| 230V [kW] | 230V [Hp] | IL [A] | Current [A] | 230V [kW] | 230V [Hp] | IH [A] | Current [A]
VACON0100-3L-0003-2+IP54 | 0.55 | 0.75 | 3.7 | 4.1 | 0.37 | 0.5 | 2.6 | 3.9 | MR4 | 128x328x190 | 5x12.9x7.5 | 6 | 13 | 1022
VACON0100-3L-0004-2+IP54 | 0.75 | 1 | 4.8 | 5.3 | 0.55 | 0.75 | 3.7 | 5.6 | MR4 | 128x328x190 | 5x12.9x7.5 | 6 | 13 | 1075
VACON0100-3L-0007-2+IP54 | 1.1 | 1.5 | 6.6 | 7.3 | 0.75 | 1 | 4.8 | 7.2 | MR4 | 128x328x190 | 5x12.9x7.5 | 6 | 13 | 1133
VACON0100-3L-0008-2+IP54 | 1.5 | 2 | 8 | 8.8 | 1.1 | 1.5 | 6.6 | 9.9 | MR4 | 128x328x190 | 5x12.9x7.5 | 6 | 13 | 1166
VACON0100-3L-0011-2+IP54 | 2.2 | 3 | 11 | 12.1 | 1.5 | 2 | 8 | 12 | MR4 | 128x328x190 | 5x12.9x7.5 | 6 | 13 | 1231
VACON0100-3L-0012-2+IP54 | 3 | 4 | 12.5 | 13.8 | 2.2 | 3 | 11 | 16.5 | MR4 | 128x328x190 | 5x12.9x7.5 | 6 | 13 | 1286
VACON0100-3L-0018-2+IP54 | 4 | 5 | 18 | 19.8 | 3 | 4 | 12.5 | 18.8 | MR5 | 144x419x214 | 5.7x16.5x8.4 | 10 | 22 | 1427
VACON0100-3L-0024-2+IP54 | 5.5 | 7.5 | 24 | 26.4 | 4 | 5 | 18 | 27 | MR5 | 144x419x214 | 5.7x16.5x8.4 | 10 | 22 | 1588
VACON0100-3L-0031-2+IP54 | 7.5 | 10 | 31 | 34.1 | 5.5 | 7.5 | 25 | 37.5 | MR5 | 144x419x214 | 5.7x16.5x8.4 | 10 | 22 | 1867
VACON0100-3L-0048-2+IP54 | 11 | 15 | 48 | 52.8 | 7.5 | 10 | 31 | 46.5 | MR6 | 195x557x229 | 7.7x21.9x9 | 20 | 44 | 2329
VACON0100-3L-0062-2+IP54 | 15 | 20 | 62 | 68.2 | 11 | 15 | 48 | 72 | MR6 | 195x557x229 | 7.7x21.9x9 | 20 | 44 | 2748
VACON0100-3L-0075-2+IP54 | 18.5 | 25 | 75 | 82.5 | 15 | 20 | 62 | 93 | MR7 | 237x660x259 | 9.3x26x10.2 | 37.5 | 83 | 3489
VACON0100-3L-0088-2+IP54 | 22 | 30 | 88 | 96.8 | 18.5 | 25 | 75 | 112.5 | MR7 | 237x660x259 | 9.3x26x10.2 | 37.5 | 83 | 4255
VACON0100-3L-0105-2+IP54 | 30 | 40 | 105 | 115.5 | 22 | 30 | 88 | 132 | MR7 | 237x660x259 | 9.3x26x10.2 | 37.5 | 83 | 5019
VACON0100-3L-0140-2+IP54 | 37 | 50 | 140 | 154 | 30 | 40 | 114 | 171 | MR8 | 290x966x343 | 11.4x38x13.5 | 66 | 145.5 | 6159
VACON0100-3L-0170-2+IP54 | 45 | 60 | 170 | 187 | 37 | 50 | 140 | 210 | MR8 | 290x966x343 | 11.4x38x13.5 | 66 | 145.5 | 6933
VACON0100-3L-0205-2+IP54 | 55 | 75 | 205 | 225.5 | 45 | 60 | 170 | 255 | MR8 | 290x966x343 | 11.4x38x13.5 | 66 | 145.5 | 8365
VACON0100-3L-0261-2+IP54 | 75 | 100 | 261 | 287.1 | 55 | 75 | 211 | 316.5 | MR9 | 480x1150x365 | 18.9x45.3x14.4 | 108 | 238 | 12109
VACON0100-3L-0310-2+IP54 | 90 | 125 | 310 | 341 | 75 | 100 | 251 | 376.5 | MR9 | 480x1150x365 | 18.9x45.3x14.4 | 108 | 238 | 14435
VACON 100 INDUSTRIAL, 208-240 V, IP00/Open type air-cooled wall-mounted drive, EMC Class C3, Graphical keypad
PRODUCT CODE | Low Overload Ratings |  |  |  | High Overload Ratings |  |  |  | Frame | Dimensions |  | Weight |  | LIST
| Motor Power | Motor Power | Continuous | 110% | Motor Power | Motor Power | Continuous | 150% | Size | WxHxD |  | [kg] | [lb] | PRICE
| Low Overload | Low Overload | Current | Overload | High Overload | High Overload | Current | Overload |  | [mm] | [inches] |  |  | EUR
| 230V [kW] | 230V [Hp] | IL [A] | Current [A] | 230V [kW] | 230V [Hp] | IH [A] | Current [A]
VACON0100-3L-0140-2+IP00 | 37 | 50 | 140 | 154 | 30 | 40 | 114 | 171 | MR8 | 290x794x343 | 11.4x31.3x13.5 | 62 | 136.7 | 4552
VACON0100-3L-0170-2+IP00 | 45 | 60 | 170 | 187 | 37 | 50 | 140 | 210 | MR8 | 290x794x343 | 11.4x31.3x13.5 | 62 | 136.7 | 5325
VACON0100-3L-0205-2+IP00 | 55 | 75 | 205 | 225.5 | 45 | 60 | 170 | 255 | MR8 | 290x794x343 | 11.4x31.3x13.5 | 62 | 136.7 | 6757
VACON0100-3L-0261-2+IP00 | 75 | 100 | 261 | 287.1 | 55 | 75 | 211 | 316.5 | MR9 | 480x840x365 | 18.9x33.1x14.4 | 97 | 213.8 | 8299
VACON0100-3L-0310-2+IP00 | 90 | 125 | 310 | 341 | 75 | 100 | 251 | 376.5 | MR9 | 480x840x365 | 18.9x33.1x14.4 | 97 | 213.8 | 10625
VACON 100 INDUSTRIAL, 380-500 V, IP21/Type 1, air-cooled wall-mounted drive, EMC Class C2, Graphical keypad
PRODUCT CODE | Low Overload Ratings |  |  |  | High Overload Ratings |  |  |  | Frame | Dimensions |  | Weight |  | LIST
| Motor Power | Motor Power | Continuous | 110% | Motor Power | Motor Power | Continuous | 150% | Size | WxHxD |  | [kg] | [lb] | PRICE
| Low Overload | Low Overload | Current | Overload | High Overload | High Overload | Current | Overload |  | [mm] | [inches] |  |  | EUR
| 400V [kW] | 480V [Hp] | IL [A] | Current [A] | 400V [kW] | 480V [Hp] | IH [A] | Current [A]
VACON0100-3L-0003-5 | 1.1 | 1.5 | 3.4 | 3.7 | 0.75 | 1 | 2.6 | 3.9 | MR4 | 128x328x190 | 5x12.9x7.5 | 6 | 13 | 970
VACON0100-3L-0004-5 | 1.5 | 2 | 4.8 | 5.3 | 1.1 | 1.5 | 3.4 | 5.1 | MR4 | 128x328x190 | 5x12.9x7.5 | 6 | 13 | 1069
VACON0100-3L-0005-5 | 2.2 | 3 | 5.6 | 6.2 | 1.5 | 2 | 4.3 | 6.5 | MR4 | 128x328x190 | 5x12.9x7.5 | 6 | 13 | 1120
VACON0100-3L-0008-5 | 3 | 4 | 8 | 8.8 | 2.2 | 3 | 5.6 | 8.4 | MR4 | 128x328x190 | 5x12.9x7.5 | 6 | 13 | 1176
VACON0100-3L-0009-5 | 4 | 5 | 9.6 | 10.6 | 3 | 4 | 8 | 12 | MR4 | 128x328x190 | 5x12.9x7.5 | 6 | 13 | 1264
VACON0100-3L-0012-5 | 5.5 | 7.5 | 12 | 13.2 | 4 | 5 | 9.6 | 14.4 | MR4 | 128x328x190 | 5x12.9x7.5 | 6 | 13 | 1429
VACON0100-3L-0016-5 | 7.5 | 10 | 16 | 17.6 | 5.5 | 7.5 | 12 | 18 | MR5 | 144x419x214 | 5.7x16.5x8.4 | 10 | 22 | 1708
VACON0100-3L-0023-5 | 11 | 15 | 23 | 25.3 | 7.5 | 10 | 16 | 24 | MR5 | 144x419x214 | 5.7x16.5x8.4 | 10 | 22 | 2087
VACON0100-3L-0031-5 | 15 | 20 | 31 | 34.1 | 11 | 15 | 23 | 34.5 | MR5 | 144x419x214 | 5.7x16.5x8.4 | 10 | 22 | 2510
VACON0100-3L-0038-5 | 18.5 | 25 | 38 | 41.8 | 15 | 20 | 31 | 46.5 | MR6 | 195x557x229 | 7.7x21.9x9 | 20 | 44 | 2963
VACON0100-3L-0046-5 | 22 | 30 | 46 | 50.6 | 18.5 | 25 | 38 | 57 | MR6 | 195x557x229 | 7.7x21.9x9 | 20 | 44 | 3367
VACON0100-3L-0061-5 | 30 | 40 | 61 | 67.1 | 22 | 30 | 46 | 69 | MR6 | 195x557x229 | 7.7x21.9x9 | 20 | 44 | 3902
VACON0100-3L-0072-5 | 37 | 50 | 72 | 79.2 | 30 | 40 | 61 | 91.5 | MR7 | 237x660x259 | 9.3x26x10.2 | 37.5 | 83 | 4845
VACON0100-3L-0087-5 | 45 | 60 | 87 | 95.7 | 37 | 50 | 72 | 108 | MR7 | 237x660x259 | 9.3x26x10.2 | 37.5 | 83 | 5886
VACON0100-3L-0105-5 | 55 | 75 | 105 | 115.5 | 45 | 60 | 87 | 130.5 | MR7 | 237x660x259 | 9.3x26x10.2 | 37.5 | 83 | 6795
VACON0100-3L-0140-5 | 75 | 100 | 140 | 154 | 55 | 75 | 105 | 157.5 | MR8 | 290x966x343 | 11.4x38x13.5 | 66 | 145.5 | 7866
VACON0100-3L-0170-5 | 90 | 125 | 170 | 187 | 75 | 100 | 140 | 210 | MR8 | 290x966x343 | 11.4x38x13.5 | 66 | 145.5 | 9274
VACON0100-3L-0205-5 | 110 | 150 | 205 | 225.5 | 90 | 125 | 170 | 255 | MR8 | 290x966x343 | 11.4x38x13.5 | 66 | 145.5 | 11111
VACON0100-3L-0261-5 | 132 | 200 | 261 | 287.1 | 110 | 150 | 205 | 307.5 | MR9 | 480x1150x365 | 18.9x45.3x14.4 | 108 | 238 | 13467
VACON0100-3L-0310-5 | 160 | 250 | 310 | 341 | 132 | 200 | 251 | 376.5 | MR9 | 480x1150x365 | 18.9x45.3x14.4 | 108 | 238 | 15641
VACON 100 INDUSTRIAL, 380-500 V, IP54/Type 12, air-cooled wall-mounted drive, EMC Class C2, Graphical keypad
PRODUCT CODE | Low Overload Ratings |  |  |  | High Overload Ratings |  |  |  | Frame | Dimensions |  | Weight |  | LIST
| Motor Power | Motor Power | Continuous | 110% | Motor Power | Motor Power | Continuous | 150% | Size | WxHxD |  | [kg] | [lb] | PRICE
| Low Overload | Low Overload | Current | Overload | High Overload | High Overload | Current | Overload |  | [mm] | [inches] |  |  | EUR
| 400V [kW] | 480V [Hp] | IL [A] | Current [A] | 400V [kW] | 480V [Hp] | IH [A] | Current [A]
VACON0100-3L-0003-5+IP54 | 1.1 | 1.5 | 3.4 | 3.7 | 0.75 | 1 | 2.6 | 3.9 | MR4 | 128x328x190 | 5x12.9x7.5 | 6 | 13 | 1084
VACON0100-3L-0004-5+IP54 | 1.5 | 2 | 4.8 | 5.3 | 1.1 | 1.5 | 3.4 | 5.1 | MR4 | 128x328x190 | 5x12.9x7.5 | 6 | 13 | 1181
VACON0100-3L-0005-5+IP54 | 2.2 | 3 | 5.6 | 6.2 | 1.5 | 2 | 4.3 | 6.5 | MR4 | 128x328x190 | 5x12.9x7.5 | 6 | 13 | 1234
VACON0100-3L-0008-5+IP54 | 3 | 4 | 8 | 8.8 | 2.2 | 3 | 5.6 | 8.4 | MR4 | 128x328x190 | 5x12.9x7.5 | 6 | 13 | 1288
VACON0100-3L-0009-5+IP54 | 4 | 5 | 9.6 | 10.6 | 3 | 4 | 8 | 12 | MR4 | 128x328x190 | 5x12.9x7.5 | 6 | 13 | 1378
VACON0100-3L-0012-5+IP54 | 5.5 | 7.5 | 12 | 13.2 | 4 | 5 | 9.6 | 14.4 | MR4 | 128x328x190 | 5x12.9x7.5 | 6 | 13 | 1542
VACON0100-3L-0016-5+IP54 | 7.5 | 10 | 16 | 17.6 | 5.5 | 7.5 | 12 | 18 | MR5 | 144x419x214 | 5.7x16.5x8.4 | 10 | 22 | 1867
VACON0100-3L-0023-5+IP54 | 11 | 15 | 23 | 25.3 | 7.5 | 10 | 16 | 24 | MR5 | 144x419x214 | 5.7x16.5x8.4 | 10 | 22 | 2247
VACON0100-3L-0031-5+IP54 | 15 | 20 | 31 | 34.1 | 11 | 15 | 23 | 34.5 | MR5 | 144x419x214 | 5.7x16.5x8.4 | 10 | 22 | 2669
VACON0100-3L-0038-5+IP54 | 18.5 | 25 | 38 | 41.8 | 15 | 20 | 31 | 46.5 | MR6 | 195x557x229 | 7.7x21.9x9 | 20 | 44 | 3202
VACON0100-3L-0046-5+IP54 | 22 | 30 | 46 | 50.6 | 18.5 | 25 | 38 | 57 | MR6 | 195x557x229 | 7.7x21.9x9 | 20 | 44 | 3606
VACON0100-3L-0061-5+IP54 | 30 | 40 | 61 | 67.1 | 22 | 30 | 46 | 69 | MR6 | 195x557x229 | 7.7x21.9x9 | 20 | 44 | 4142
VACON0100-3L-0072-5+IP54 | 37 | 50 | 72 | 79.2 | 30 | 40 | 61 | 91.5 | MR7 | 237x660x259 | 9.3x26x10.2 | 37.5 | 83 | 5305
VACON0100-3L-0087-5+IP54 | 45 | 60 | 87 | 95.7 | 37 | 50 | 72 | 108 | MR7 | 237x660x259 | 9.3x26x10.2 | 37.5 | 83 | 6344
VACON0100-3L-0105-5+IP54 | 55 | 75 | 105 | 115.5 | 45 | 60 | 87 | 130.5 | MR7 | 237x660x259 | 9.3x26x10.2 | 37.5 | 83 | 7254
VACON0100-3L-0140-5+IP54 | 75 | 100 | 140 | 154 | 55 | 75 | 105 | 157.5 | MR8 | 290x966x343 | 11.4x38x13.5 | 66 | 145.5 | 8671
VACON0100-3L-0170-5+IP54 | 90 | 125 | 170 | 187 | 75 | 100 | 140 | 210 | MR8 | 290x966x343 | 11.4x38x13.5 | 66 | 145.5 | 10079
VACON0100-3L-0205-5+IP54 | 110 | 150 | 205 | 225.5 | 90 | 125 | 170 | 255 | MR8 | 290x966x343 | 11.4x38x13.5 | 66 | 145.5 | 11916
VACON0100-3L-0261-5+IP54 | 132 | 200 | 261 | 287.1 | 110 | 150 | 205 | 307.5 | MR9 | 480x1150x365 | 18.9x45.3x14.4 | 108 | 238 | 15813
VACON0100-3L-0310-5+IP54 | 160 | 250 | 310 | 341 | 132 | 200 | 251 | 376.5 | MR9 | 480x1150x365 | 18.9x45.3x14.4 | 108 | 238 | 17985
VACON 100 INDUSTRIAL, 380-500 V, IP00/Open type, air-cooled wall-mounted drive, EMC Class C3, Graphical keypad
PRODUCT CODE | Low Overload Ratings |  |  |  | High Overload Ratings |  |  |  | Frame | Dimensions |  | Weight |  | LIST
| Motor Power | Motor Power | Continuous | 110% | Motor Power | Motor Power | Continuous | 150% | Size | WxHxD |  | [kg] | [lb] | PRICE
| Low Overload | Low Overload | Current | Overload | High Overload | High Overload | Current | Overload |  | [mm] | [inches] |  |  | EUR
| 400V [kW] | 480V [Hp] | IL [A] | Current [A] | 400V [kW] | 480V [Hp] | IH [A] | Current [A]
VACON0100-3L-0140-5+IP00 | 75 | 100 | 140 | 154 | 55 | 75 | 105 | 157.5 | MR8 | 290x794x343 | 11.4x31.3x13.5 | 62 | 136.7 | 7063
VACON0100-3L-0170-5+IP00 | 90 | 125 | 170 | 187 | 75 | 100 | 140 | 210 | MR8 | 290x794x343 | 11.4x31.3x13.5 | 62 | 136.7 | 8471
VACON0100-3L-0205-5+IP00 | 110 | 150 | 205 | 225.5 | 90 | 125 | 170 | 255 | MR8 | 290x794x343 | 11.4x31.3x13.5 | 62 | 136.7 | 10307
VACON0100-3L-0261-5+IP00 | 132 | 200 | 261 | 287.1 | 110 | 150 | 205 | 307.5 | MR9 | 480x840x365 | 18.9x33.1x14.4 | 97 | 213.8 | 12002
VACON0100-3L-0310-5+IP00 | 160 | 250 | 310 | 341 | 132 | 200 | 251 | 376.5 | MR9 | 480x840x365 | 18.9x33.1x14.4 | 97 | 213.8 | 14176
VACON0100-3L-0385-5+IP00 | 200 | 300 | 385 | 423.5 | 160 | 250 | 310 | 465 | MR10 | 508x980x525 | 20.0x38.6x20.7 | 205 | 452 | 19376
VACON0100-3L-0460-5+IP00 | 250 | 350 | 460 | 506 | 200 | 300 | 385 | 577.5 | MR10 | 508x980x525 | 20.0x38.6x20.7 | 205 | 452 | 21819
VACON0100-3L-0520-5+IP00 | 250 | 450 | 520 | 572 | 250 | 350 | 460 | 690 | MR10 | 508x980x525 | 20.0x38.6x20.7 | 205 | 452 | 24260
VACON0100-3L-0590-5+IP00 | 315 | 500 | 590 | 649 | 250 | 450 | 520 | 780 | MR10 | 508x980x525 | 20.0x38.6x20.7 | 205 | 452 | 26623
VACON0100-3L-0650-5+IP00 | 355 | 500 | 650 | 715 | 315 | 500 | 590 | 885 | MR12 | 1016x980x525 | 40.0x38.6x20.7 | 410 | 904 | 29459
VACON0100-3L-0730-5+IP00 | 400 | 600 | 730 | 803 | 355 | 500 | 650 | 975 | MR12 | 1016x980x525 | 40.0x38.6x20.7 | 410 | 904 | 32846
VACON0100-3L-0820-5+IP00 | 450 | 700 | 820 | 902 | 400 | 600 | 730 | 1095 | MR12 | 1016x980x525 | 40.0x38.6x20.7 | 410 | 904 | 40801
VACON0100-3L-0920-5+IP00 | 500 | 800 | 920 | 1012 | 450 | 700 | 820 | 1230 | MR12 | 1016x980x525 | 40.0x38.6x20.7 | 410 | 904 | 46630
VACON0100-3L-1040-5+IP00 | 560 | 900 | 1040 | 1144 | 500 | 800 | 920 | 1380 | MR12 | 1016x980x525 | 40.0x38.6x20.7 | 410 | 904 | 51198
VACON0100-3L-1180-5+IP00 | 630 | 1000 | 1180 | 1298 | 500 | 800 | 920 | 1380 | MR12 | 1016x980x525 | 40.0x38.6x20.7 | 410 | 904 | 60399
VACON 100 INDUSTRIAL ED, 380-500 V, IP21/Type 1, Enclosed air-cooled drive, EMC Class C3, Graphical keypad
PRODUCT CODE | Low Overload Ratings |  |  |  | High Overload Ratings |  |  |  | Frame | Dimensions |  | Weight |  | LIST
| Motor Power | Motor Power | Continuous | 110% | Motor Power | Motor Power | Continuous | 150% | Size | WxHxD |  | [kg] | [lb] | PRICE
| Low Overload | Low Overload | Current | Overload | High Overload | High Overload | Current | Overload |  | [mm] | [inches] |  |  | EUR
| 400V [kW] | 480V [Hp] | IL [A] | Current [A] | 400V [kW] | 480V [Hp] | IH [A] | Current [A]
VACON0100-3L-0140-5-ED | 75 | 100 | 140 | 154 | 55 | 75 | 105 | 157.5 | MR8 | 406x2100x600 | 16.0x82.7x23.6 | 200 | 441 | 12923
VACON0100-3L-0170-5-ED | 90 | 125 | 170 | 187 | 75 | 100 | 140 | 210 | MR8 | 406x2100x600 | 16.0x82.7x23.6 | 200 | 441 | 15111
VACON0100-3L-0205-5-ED | 110 | 150 | 205 | 225.5 | 90 | 125 | 170 | 255 | MR8 | 406x2100x600 | 16.0x82.7x23.6 | 200 | 441 | 17171
VACON0100-3L-0261-5-ED | 132 | 200 | 261 | 287.1 | 110 | 150 | 205 | 307.5 | MR9 | 606x2100x600 | 23.9x82.7x23.6 | 270 | 595 | 19440
VACON0100-3L-0310-5-ED | 160 | 250 | 310 | 341 | 132 | 200 | 251 | 376.5 | MR9 | 606x2100x600 | 23.9x82.7x23.6 | 270 | 595 | 21750
VACON0100-3L-0385-5-ED | 200 | 300 | 385 | 423.5 | 160 | 250 | 310 | 465 | MR10 | 606x2100x600 | 23.9x82.7x23.6 | 420 | 926 | 25911
VACON0100-3L-0460-5-ED | 250 | 350 | 460 | 506 | 200 | 300 | 385 | 577.5 | MR10 | 606x2100x600 | 23.9x82.7x23.6 | 420 | 926 | 28697
VACON0100-3L-0520-5-ED | 250 | 450 | 520 | 572 | 250 | 350 | 460 | 690 | MR10 | 606x2100x600 | 23.9x82.7x23.6 | 420 | 926 | 31219
VACON0100-3L-0590-5-ED | 315 | 500 | 590 | 649 | 250 | 450 | 520 | 780 | MR10 | 606x2100x600 | 23.9x82.7x23.6 | 420 | 926 | 37380
VACON0100-3L-0650-5-ED | 355 | 500 | 650 | 715 | 315 | 500 | 590 | 885 | MR12 | 1212x2100x600 | 47.7x82.7x23.6 | 825 | 1819 | 40308
VACON0100-3L-0730-5-ED | 400 | 600 | 730 | 803 | 355 | 500 | 650 | 975 | MR12 | 1212x2100x600 | 47.7x82.7x23.6 | 825 | 1819 | 43805
VACON0100-3L-0820-5-ED | 450 | 700 | 820 | 902 | 400 | 600 | 730 | 1095 | MR12 | 1212x2100x600 | 47.7x82.7x23.6 | 825 | 1819 | 52675
VACON0100-3L-0920-5-ED | 500 | 800 | 920 | 1012 | 450 | 700 | 820 | 1230 | MR12 | 1212x2100x600 | 47.7x82.7x23.6 | 825 | 1819 | 62143
VACON0100-3L-1040-5-ED | 560 | 900 | 1040 | 1144 | 500 | 800 | 920 | 1380 | MR12 | 1212x2100x600 | 47.7x82.7x23.6 | 825 | 1819 | 66860
VACON0100-3L-1180-5-ED | 630 | 1000 | 1180 | 1298 | 500 | 800 | 920 | 1380 | MR12 | 1212x2100x600 | 47.7x82.7x23.6 | 825 | 1819 | 77912
VACON 100 INDUSTRIAL ED, 380-500 V, IP54/Type 12 Enclosed air-cooled drive, EMC Class C3, Graphical keypad
PRODUCT CODE | Low Overload Ratings |  |  |  | High Overload Ratings |  |  |  | Frame | Dimensions |  | Weight |  | LIST
| Motor Power | Motor Power | Continuous | 110% | Motor Power | Motor Power | Continuous | 150% | Size | WxHxD |  | [kg] | [lb] | PRICE
| Low Overload | Low Overload | Current | Overload | High Overload | High Overload | Current | Overload |  | [mm] | [inches] |  |  | EUR
| 400V [kW] | 480V [Hp] | IL [A] | Current [A] | 400V [kW] | 480V [Hp] | IH [A] | Current [A]
VACON0100-3L-0140-5-ED+IP54 | 75 | 100 | 140 | 154 | 55 | 75 | 105 | 157.5 | MR8 | 406x2100x600 | 16.0x82.7x23.6 | 200 | 441 | 14473
VACON0100-3L-0170-5-ED+IP54 | 90 | 125 | 170 | 187 | 75 | 100 | 140 | 210 | MR8 | 406x2100x600 | 16.0x82.7x23.6 | 200 | 441 | 16773
VACON0100-3L-0205-5-ED+IP54 | 110 | 150 | 205 | 225.5 | 90 | 125 | 170 | 255 | MR8 | 406x2100x600 | 16.0x82.7x23.6 | 200 | 441 | 18888
VACON0100-3L-0261-5-ED+IP54 | 132 | 200 | 261 | 287.1 | 110 | 150 | 205 | 307.5 | MR9 | 606x2100x600 | 23.9x82.7x23.6 | 270 | 595 | 21190
VACON0100-3L-0310-5-ED+IP54 | 160 | 250 | 310 | 341 | 132 | 200 | 251 | 376.5 | MR9 | 606x2100x600 | 23.9x82.7x23.6 | 270 | 595 | 23490
VACON0100-3L-0385-5-ED+IP54 | 200 | 300 | 385 | 423.5 | 160 | 250 | 310 | 465 | MR10 | 606x2100x600 | 23.9x82.7x23.6 | 420 | 926 | 27984
VACON0100-3L-0460-5-ED+IP54 | 250 | 350 | 460 | 506 | 200 | 300 | 385 | 577.5 | MR10 | 606x2100x600 | 23.9x82.7x23.6 | 420 | 926 | 30993
VACON0100-3L-0520-5-ED+IP54 | 250 | 450 | 520 | 572 | 250 | 350 | 460 | 690 | MR10 | 606x2100x600 | 23.9x82.7x23.6 | 420 | 926 | 33716
VACON0100-3L-0590-5-ED+IP54 | 315 | 500 | 590 | 649 | 250 | 450 | 520 | 780 | MR10 | 606x2100x600 | 23.9x82.7x23.6 | 420 | 926 | 40370
VACON0100-3L-0650-5-ED+IP54 | 355 | 500 | 650 | 715 | 315 | 500 | 590 | 885 | MR12 | 1212x2100x600 | 47.7x82.7x23.6 | 825 | 1819 | 43533
VACON0100-3L-0730-5-ED+IP54 | 400 | 600 | 730 | 803 | 355 | 500 | 650 | 975 | MR12 | 1212x2100x600 | 47.7x82.7x23.6 | 825 | 1819 | 47310
VACON0100-3L-0820-5-ED+IP54 | 450 | 700 | 820 | 902 | 400 | 600 | 730 | 1095 | MR12 | 1212x2100x600 | 47.7x82.7x23.6 | 825 | 1819 | 56889
VACON0100-3L-0920-5-ED+IP54 | 500 | 800 | 920 | 1012 | 450 | 700 | 820 | 1230 | MR12 | 1212x2100x600 | 47.7x82.7x23.6 | 825 | 1819 | 67114
VACON0100-3L-1040-5-ED+IP54 | 560 | 900 | 1040 | 1144 | 500 | 800 | 920 | 1380 | MR12 | 1212x2100x600 | 47.7x82.7x23.6 | 825 | 1819 | 72208
VACON0100-3L-1180-5-ED+IP54 | 630 | 1000 | 1180 | 1298 | 500 | 800 | 920 | 1380 | MR12 | 1212x2100x600 | 47.7x82.7x23.6 | 825 | 1819 | 84145
VACON 100, 525-600 V, IP21/Type 1, air-cooled wall-mounted drive, EMC Class C3, Graphical keypad
PRODUCT CODE | Low Overload Ratings |  |  |  | High Overload Ratings |  |  |  | Frame | Dimensions |  | Weight |  | LIST
| Motor Power | Motor Power | Continuous | 110% | Motor Power | Motor Power | Continuous | 150% | Size | WxHxD |  | [kg] | [lb] | PRICE
| Low Overload | Low Overload | Current | Overload | High Overload | High Overload | Current | Overload |  | [mm] | [inches] |  |  | EUR
| 600V [kW] | 600V [Hp] | IL [A] | Current [A] | 600V [kW] | 600V [Hp] | IH [A] | Current [A]
VACON0100-3L-0004-6 |  | 3 | 3.9 | 4.3 |  | 2 | 2.7 | 4.1 | MR5 | 144x419x214 | 5.7x16.5x8.4 | 10 | 22 | 1288
VACON0100-3L-0006-6 |  | 5 | 6.1 | 6.7 |  | 3 | 3.9 | 5.9 | MR5 | 144x419x214 | 5.7x16.5x8.4 | 10 | 22 | 1453
VACON0100-3L-0009-6 |  | 7.5 | 9 | 9.9 |  | 5 | 6.1 | 9.2 | MR5 | 144x419x214 | 5.7x16.5x8.4 | 10 | 22 | 1644
VACON0100-3L-0011-6 |  | 10 | 11 | 12.1 |  | 7.5 | 9 | 13.5 | MR5 | 144x419x214 | 5.7x16.5x8.4 | 10 | 22 | 1964
VACON0100-3L-0018-6 |  | 15 | 18 | 19.8 |  | 10 | 13.5 | 20.3 | MR6 | 195x557x229 | 7.7x21.9x9 | 20 | 44 | 2401
VACON0100-3L-0022-6 |  | 20 | 22 | 24.2 |  | 15 | 18 | 27 | MR6 | 195x557x229 | 7.7x21.9x9 | 20 | 44 | 2886
VACON0100-3L-0027-6 |  | 25 | 27 | 29.7 |  | 20 | 22 | 33 | MR6 | 195x557x229 | 7.7x21.9x9 | 20 | 44 | 3408
VACON0100-3L-0034-6 |  | 30 | 34 | 37.4 |  | 25 | 27 | 40.5 | MR6 | 195x557x229 | 7.7x21.9x9 | 20 | 44 | 3872
VACON0100-3L-0041-6 |  | 40 | 41 | 45.1 |  | 30 | 34 | 51 | MR7 | 237x660x259 | 9.3x26x10.2 | 37.5 | 83 | 4488
VACON0100-3L-0052-6 |  | 50 | 52 | 57.2 |  | 40 | 41 | 61.5 | MR7 | 237x660x259 | 9.3x26x10.2 | 37.5 | 83 | 5572
VACON0100-3L-0062-6 |  | 60 | 62 | 68.2 |  | 50 | 52 | 78 | MR7 | 237x660x259 | 9.3x26x10.2 | 37.5 | 83 | 6769
VACON0100-3L-0080-6 |  | 75 | 80 | 88 |  | 60 | 62 | 93 | MR8 | 290x966x343 | 11.4x38x13.5 | 66 | 145.5 | 7814
VACON0100-3L-0100-6 |  | 100 | 100 | 110 |  | 75 | 80 | 120 | MR8 | 290x966x343 | 11.4x38x13.5 | 66 | 145.5 | 9046
VACON0100-3L-0125-6 |  | 125 | 125 | 137.5 |  | 100 | 100 | 150 | MR8 | 290x966x343 | 11.4x38x13.5 | 66 | 145.5 | 10665
VACON0100-3L-0144-6 |  | 150 | 144 | 158.4 |  | 125 | 125 | 187.5 | MR9 | 480x1150x365 | 18.9x45.3x14.4 | 108 | 238 | 12777
VACON0100-3L-0208-6 |  | 200 | 208 | 228.8 |  | 150 | 170 | 255 | MR9 | 480x1150x365 | 18.9x45.3x14.4 | 108 | 238 | 15487
VACON 100, 525-600 V, IP54/Type 12, air-cooled wall-mounted drive, EMC Class C3, Graphical keypad
PRODUCT CODE | Low Overload Ratings |  |  |  | High Overload Ratings |  |  |  | Frame | Dimensions |  | Weight |  | LIST
| Motor Power | Motor Power | Continuous | 110% | Motor Power | Motor Power | Continuous | 150% | Size | WxHxD |  | [kg] | [lb] | PRICE
| Low Overload | Low Overload | Current | Overload | High Overload | High Overload | Current | Overload |  | [mm] | [inches] |  |  | EUR
| 600V [kW] | 600V [Hp] | IL [A] | Current [A] | 600V [kW] | 600V [Hp] | IH [A] | Current [A]
VACON0100-3L-0004-6+IP54 |  | 3 | 3.9 | 4.3 |  | 2 | 2.7 | 4.1 | MR5 | 144x419x214 | 5.7x16.5x8.4 | 10 | 22 | 1447
VACON0100-3L-0006-6+IP54 |  | 5 | 6.1 | 6.7 |  | 3 | 3.9 | 5.9 | MR5 | 144x419x214 | 5.7x16.5x8.4 | 10 | 22 | 1612
VACON0100-3L-0009-6+IP54 |  | 7.5 | 9 | 9.9 |  | 5 | 6.1 | 9.2 | MR5 | 144x419x214 | 5.7x16.5x8.4 | 10 | 22 | 1803
VACON0100-3L-0011-6+IP54 |  | 10 | 11 | 12.1 |  | 7.5 | 9 | 13.5 | MR5 | 144x419x214 | 5.7x16.5x8.4 | 10 | 22 | 2123
VACON0100-3L-0018-6+IP54 |  | 15 | 18 | 19.8 |  | 10 | 13.5 | 20.3 | MR6 | 195x557x229 | 7.7x21.9x9 | 20 | 44 | 2639
VACON0100-3L-0022-6+IP54 |  | 20 | 22 | 24.2 |  | 15 | 18 | 27 | MR6 | 195x557x229 | 7.7x21.9x9 | 20 | 44 | 3125
VACON0100-3L-0027-6+IP54 |  | 25 | 27 | 29.7 |  | 20 | 22 | 33 | MR6 | 195x557x229 | 7.7x21.9x9 | 20 | 44 | 3647
VACON0100-3L-0034-6+IP54 |  | 30 | 34 | 37.4 |  | 25 | 27 | 40.5 | MR6 | 195x557x229 | 7.7x21.9x9 | 20 | 44 | 4111
VACON0100-3L-0041-6+IP54 |  | 40 | 41 | 45.1 |  | 30 | 34 | 51 | MR7 | 237x660x259 | 9.3x26x10.2 | 37.5 | 83 | 4947
VACON0100-3L-0052-6+IP54 |  | 50 | 52 | 57.2 |  | 40 | 41 | 61.5 | MR7 | 237x660x259 | 9.3x26x10.2 | 37.5 | 83 | 6031
VACON0100-3L-0062-6+IP54 |  | 60 | 62 | 68.2 |  | 50 | 52 | 78 | MR7 | 237x660x259 | 9.3x26x10.2 | 37.5 | 83 | 7229
VACON0100-3L-0080-6+IP54 |  | 75 | 80 | 88 |  | 60 | 62 | 93 | MR8 | 290x966x343 | 11.4x38x13.5 | 66 | 145.5 | 8618
VACON0100-3L-0100-6+IP54 |  | 100 | 100 | 110 |  | 75 | 80 | 120 | MR8 | 290x966x343 | 11.4x38x13.5 | 66 | 145.5 | 9851
VACON0100-3L-0125-6+IP54 |  | 125 | 125 | 137.5 |  | 100 | 100 | 150 | MR8 | 290x966x343 | 11.4x38x13.5 | 66 | 145.5 | 11469
VACON0100-3L-0144-6+IP54 |  | 150 | 144 | 158.4 |  | 125 | 125 | 187.5 | MR9 | 480x1150x365 | 18.9x45.3x14.4 | 108 | 238 | 15123
VACON0100-3L-0208-6+IP54 |  | 200 | 208 | 228.8 |  | 150 | 170 | 255 | MR9 | 480x1150x365 | 18.9x45.3x14.4 | 108 | 238 | 17831
VACON 100 INDUSTRIAL, 525-690 V, IP21/Type 1, air-cooled wall-mounted drive, EMC Class C3, Graphical keypad
PRODUCT CODE | Low Overload Ratings |  |  |  | High Overload Ratings |  |  |  | Frame | Dimensions |  | Weight |  | LIST
| Motor Power | Motor Power | Continuous | 110% | Motor Power | Motor Power | Continuous | 150% | Size | WxHxD |  | [kg] | [lb] | PRICE
| Low Overload | Low Overload | Current | Overload | High Overload | High Overload | Current | Overload |  | [mm] | [inches] |  |  | EUR
| 690V [kW] | 600V [Hp] | IL [A] | Current [A] | 690V [kW] | 600V [Hp] | IH [A] | Current [A]
VACON0100-3L-0007-7 | 5.5 | 5 | 7.5 | 8.3 | 4 | 3 | 5.5 | 8.3 | MR6 | 195x557x229 | 7.7x21.9x9 | 20 | 44 | 2031
VACON0100-3L-0010-7 | 7.5 | 7.5 | 10 | 11 | 5.5 | 5 | 7.5 | 11.3 | MR6 | 195x557x229 | 7.7x21.9x9 | 20 | 44 | 2293
VACON0100-3L-0013-7 | 11 | 10 | 13.5 | 14.9 | 7.5 | 7.5 | 10 | 15 | MR6 | 195x557x229 | 7.7x21.9x9 | 20 | 44 | 2736
VACON0100-3L-0018-7 | 15 | 15 | 18 | 19.8 | 11 | 10 | 13.5 | 20.3 | MR6 | 195x557x229 | 7.7x21.9x9 | 20 | 44 | 3347
VACON0100-3L-0022-7 | 18.5 | 20 | 22 | 24.2 | 15 | 15 | 18 | 27 | MR6 | 195x557x229 | 7.7x21.9x9 | 20 | 44 | 3982
VACON0100-3L-0027-7 | 22 | 25 | 27 | 29.7 | 18.5 | 20 | 22 | 33 | MR6 | 195x557x229 | 7.7x21.9x9 | 20 | 44 | 4677
VACON0100-3L-0034-7 | 30 | 30 | 34 | 37.4 | 22 | 25 | 27 | 40.5 | MR6 | 195x557x229 | 7.7x21.9x9 | 20 | 44 | 5718
VACON0100-3L-0041-7 | 37.5 | 40 | 41 | 45.1 | 30 | 30 | 34 | 51 | MR7 | 237x660x259 | 9.3x26x10.2 | 37.5 | 83 | 6789
VACON0100-3L-0052-7 | 45 | 50 | 52 | 57.2 | 37.5 | 40 | 41 | 61.5 | MR7 | 237x660x259 | 9.3x26x10.2 | 37.5 | 83 | 7926
VACON0100-3L-0062-7 | 55 | 60 | 62 | 68.2 | 45 | 50 | 52 | 78 | MR7 | 237x660x259 | 9.3x26x10.2 | 37.5 | 83 | 9090
VACON0100-3L-0080-7 | 75 | 75 | 80 | 88 | 55 | 60 | 62 | 93 | MR8 | 290x966x343 | 11.4x38x13.5 | 66 | 145.5 | 11002
VACON0100-3L-0100-7 | 90 | 100 | 100 | 110 | 75 | 75 | 80 | 120 | MR8 | 290x966x343 | 11.4x38x13.5 | 66 | 145.5 | 12952
VACON0100-3L-0125-7 | 110 | 125 | 125 | 137.5 | 90 | 100 | 100 | 150 | MR8 | 290x966x343 | 11.4x38x13.5 | 66 | 145.5 | 14780
VACON0100-3L-0144-7 | 132 | 150 | 144 | 158.4 | 110 | 125 | 125 | 187.5 | MR9 | 480x1150x365 | 18.9x45.3x14.4 | 108 | 238 | 16340
VACON0100-3L-0170-7 | 160 | 150 | 170 | 187 | 132 | 150 | 144 | 216 | MR9 | 480x1150x365 | 18.9x45.3x14.4 | 108 | 238 | 18288
VACON0100-3L-0208-7 | 200 | 200 | 208 | 228.8 | 160 | 150 | 170 | 255 | MR9 | 480x1150x365 | 18.9x45.3x14.4 | 108 | 238 | 20400
VACON 100 INDUSTRIAL, 525-690 V, IP54/Type 12, air-cooled wall-mounted drive, EMC Class C3, Graphical keypad
PRODUCT CODE | Low Overload Ratings |  |  |  | High Overload Ratings |  |  |  | Frame | Dimensions |  | Weight |  | LIST
| Motor Power | Motor Power | Continuous | 110% | Motor Power | Motor Power | Continuous | 150% | Size | WxHxD |  | [kg] | [lb] | PRICE
| Low Overload | Low Overload | Current | Overload | High Overload | High Overload | Current | Overload |  | [mm] | [inches] |  |  | EUR
| 690V [kW] | 600V [Hp] | IL [A] | Current [A] | 690V [kW] | 600V [Hp] | IH [A] | Current [A]
VACON0100-3L-0007-7+IP54 | 5.5 | 5 | 7.5 | 8.3 | 4 | 3 | 5.5 | 8.3 | MR6 | 195x557x229 | 7.7x21.9x9 | 20 | 44 | 2191
VACON0100-3L-0010-7+IP54 | 7.5 | 7.5 | 10 | 11 | 5.5 | 5 | 7.5 | 11.3 | MR6 | 195x557x229 | 7.7x21.9x9 | 20 | 44 | 2508
VACON0100-3L-0013-7+IP54 | 11 | 10 | 13.5 | 14.9 | 7.5 | 7.5 | 10 | 15 | MR6 | 195x557x229 | 7.7x21.9x9 | 20 | 44 | 2944
VACON0100-3L-0018-7+IP54 | 15 | 15 | 18 | 19.8 | 11 | 10 | 13.5 | 20.3 | MR6 | 195x557x229 | 7.7x21.9x9 | 20 | 44 | 3558
VACON0100-3L-0022-7+IP54 | 18.5 | 20 | 22 | 24.2 | 15 | 15 | 18 | 27 | MR6 | 195x557x229 | 7.7x21.9x9 | 20 | 44 | 4303
VACON0100-3L-0027-7+IP54 | 22 | 25 | 27 | 29.7 | 18.5 | 20 | 22 | 33 | MR6 | 195x557x229 | 7.7x21.9x9 | 20 | 44 | 5009
VACON0100-3L-0034-7+IP54 | 30 | 30 | 34 | 37.4 | 22 | 25 | 27 | 40.5 | MR6 | 195x557x229 | 7.7x21.9x9 | 20 | 44 | 6069
VACON0100-3L-0041-7+IP54 | 37.5 | 40 | 41 | 45.1 | 30 | 30 | 34 | 51 | MR7 | 237x660x259 | 9.3x26x10.2 | 37.5 | 83 | 7433
VACON0100-3L-0052-7+IP54 | 45 | 50 | 52 | 57.2 | 37.5 | 40 | 41 | 61.5 | MR7 | 237x660x259 | 9.3x26x10.2 | 37.5 | 83 | 8544
VACON0100-3L-0062-7+IP54 | 55 | 60 | 62 | 68.2 | 45 | 50 | 52 | 78 | MR7 | 237x660x259 | 9.3x26x10.2 | 37.5 | 83 | 9704
VACON0100-3L-0080-7+IP54 | 75 | 75 | 80 | 88 | 55 | 60 | 62 | 93 | MR8 | 290x966x343 | 11.4x38x13.5 | 66 | 145.5 | 12128
VACON0100-3L-0100-7+IP54 | 90 | 100 | 100 | 110 | 75 | 75 | 80 | 120 | MR8 | 290x966x343 | 11.4x38x13.5 | 66 | 145.5 | 14077
VACON0100-3L-0125-7+IP54 | 110 | 125 | 125 | 137.5 | 90 | 100 | 100 | 150 | MR8 | 290x966x343 | 11.4x38x13.5 | 66 | 145.5 | 15851
VACON0100-3L-0144-7+IP54 | 132 | 150 | 144 | 158.4 | 110 | 125 | 125 | 187.5 | MR9 | 480x1150x365 | 18.9x45.3x14.4 | 108 | 238 | 19185
VACON0100-3L-0170-7+IP54 | 160 | 150 | 170 | 187 | 132 | 150 | 144 | 216 | MR9 | 480x1150x365 | 18.9x45.3x14.4 | 108 | 238 | 21030
VACON0100-3L-0208-7+IP54 | 200 | 200 | 208 | 228.8 | 160 | 150 | 170 | 255 | MR9 | 480x1150x365 | 18.9x45.3x14.4 | 108 | 238 | 23460
VACON 100 INDUSTRIAL, 525-690V V, IP00/Open type, air-cooled wall-mounted drive, EMC Class C3, Graphical keypad
PRODUCT CODE | Low Overload Ratings |  |  |  | High Overload Ratings |  |  |  | Frame | Dimensions |  | Weight |  | LIST
| Motor Power | Motor Power | Continuous | 110% | Motor Power | Motor Power | Continuous | 150% | Size | WxHxD |  | [kg] | [lb] | PRICE
| Low Overload | Low Overload | Current | Overload | High Overload | High Overload | Current | Overload |  | [mm] | [inches] |  |  | EUR
IP00/Open type | 690V [kW] | 600V [Hp] | IL [A] | Current [A] | 690V [kW] | 600V [Hp] | IH [A] | Current [A]
VACON0100-3L-0080-7+IP00 | 75 | 75 | 80 | 88 | 55 | 60 | 62 | 93 | MR8 | 290x794x343 | 11.4x31.3x13.5 | 62 | 136.7 | 10199
VACON0100-3L-0100-7+IP00 | 90 | 100 | 100 | 110 | 75 | 75 | 80 | 120 | MR8 | 290x794x343 | 11.4x31.3x13.5 | 62 | 136.7 | 12149
VACON0100-3L-0125-7+IP00 | 110 | 125 | 125 | 137.5 | 90 | 100 | 100 | 150 | MR8 | 290x794x343 | 11.4x31.3x13.5 | 62 | 136.7 | 13317
VACON0100-3L-0144-7+IP00 | 132 | 150 | 144 | 158.4 | 110 | 125 | 125 | 187.5 | MR9 | 480x840x365 | 18.9x33.1x14.4 | 97 | 213.8 | 14876
VACON0100-3L-0170-7+IP00 | 160 | 150 | 170 | 187 | 132 | 150 | 144 | 216 | MR9 | 480x840x365 | 18.9x33.1x14.4 | 97 | 213.8 | 16825
VACON0100-3L-0208-7+IP00 | 200 | 200 | 208 | 228.8 | 160 | 150 | 170 | 255 | MR9 | 480x840x365 | 18.9x33.1x14.4 | 97 | 213.8 | 18937
VACON0100-3L-0261-7+IP00 | 250 | 250 | 261 | 287.1 | 200 | 200 | 208 | 312 | MR10 | 508x980x525 | 20.0x38.6x20.7 | 205 | 452 | 21412
VACON0100-3L-0325-7+IP00 | 315 | 300 | 325 | 357.5 | 250 | 250 | 261 | 391.5 | MR10 | 508x980x525 | 20.0x38.6x20.7 | 205 | 452 | 26155
VACON0100-3L-0385-7+IP00 | 355 | 400 | 385 | 423.5 | 315 | 300 | 325 | 487.5 | MR10 | 508x980x525 | 20.0x38.6x20.7 | 205 | 452 | 32132
VACON0100-3L-0416-7+IP00 | 400 | 450 | 416 | 457.6 | 355 | 300 | 385 | 577.5 | MR10 | 508x980x525 | 20.0x38.6x20.7 | 205 | 452 | 32600
VACON0100-3L-0460-7+IP00 | 450 | 450 | 460 | 506 | 400 | 400 | 416 | 624 | MR12 | 1016x980x525 | 40.0x38.6x20.7 | 410 | 904 | 35983
VACON0100-3L-0520-7+IP00 | 500 | 500 | 520 | 572 | 450 | 450 | 460 | 690 | MR12 | 1016x980x525 | 40.0x38.6x20.7 | 410 | 904 | 40631
VACON0100-3L-0590-7+IP00 | 560 | 600 | 590 | 649 | 500 | 500 | 520 | 780 | MR12 | 1016x980x525 | 40.0x38.6x20.7 | 410 | 904 | 48107
VACON0100-3L-0650-7+IP00 | 630 | 650 | 650 | 715 | 560 | 600 | 590 | 885 | MR12 | 1016x980x525 | 40.0x38.6x20.7 | 410 | 904 | 54139
VACON0100-3L-0750-7+IP00 | 710 | 700 | 750 | 825 | 630 | 650 | 650 | 975 | MR12 | 1016x980x525 | 40.0x38.6x20.7 | 410 | 904 | 57043
VACON0100-3L-0820-7+IP00 | 800 | 800 | 820 | 902 | 630 | 650 | 650 | 975 | MR12 | 1016x980x525 | 40.0x38.6x20.7 | 410 | 904 | 60171
VACON 100 INDUSTRIAL ED, 525-690 V, IP21/Type 1, Enclosed air-cooled drive, EMC Class C3, Graphical keypad
PRODUCT CODE | Low Overload Ratings |  |  |  | High Overload Ratings |  |  |  | Frame | Dimensions |  | Weight |  | LIST
| Motor Power | Motor Power | Continuous | 110% | Motor Power | Motor Power | Continuous | 150% | Size | WxHxD |  | [kg] | [lb] | PRICE
| Low Overload | Low Overload | Current | Overload | High Overload | High Overload | Current | Overload |  | [mm] | [inches] |  |  | EUR
| 690V [kW] | 600V [Hp] | IL [A] | Current [A] | 690V [kW] | 600V [Hp] | IH [A] | Current [A]
VACON0100-3L-0080-7-ED | 75 | 75 | 80 | 88 | 55 | 60 | 62 | 93 | MR8 | 406x2100x600 | 16.0x82.7x23.6 | 200 | 441 | 15128
VACON0100-3L-0100-7-ED | 90 | 100 | 100 | 110 | 75 | 75 | 80 | 120 | MR8 | 406x2100x600 | 16.0x82.7x23.6 | 200 | 441 | 17231
VACON0100-3L-0125-7-ED | 110 | 125 | 125 | 137.5 | 90 | 100 | 100 | 150 | MR8 | 406x2100x600 | 16.0x82.7x23.6 | 200 | 441 | 19677
VACON0100-3L-0144-7-ED | 132 | 150 | 144 | 158.4 | 110 | 125 | 125 | 187.5 | MR9 | 606x2100x600 | 23.9x82.7x23.6 | 270 | 595 | 21239
VACON0100-3L-0170-7-ED | 160 | 150 | 170 | 187 | 132 | 150 | 144 | 216 | MR9 | 606x2100x600 | 23.9x82.7x23.6 | 270 | 595 | 23190
VACON0100-3L-0208-7-ED | 200 | 200 | 208 | 228.8 | 160 | 150 | 170 | 255 | MR9 | 606x2100x600 | 23.9x82.7x23.6 | 270 | 595 | 25306
VACON0100-3L-0261-7-ED | 250 | 250 | 261 | 287.1 | 200 | 200 | 208 | 312 | MR10 | 606x2100x600 | 23.9x82.7x23.6 | 420 | 926 | 28250
VACON0100-3L-0325-7-ED | 315 | 300 | 325 | 357.5 | 250 | 250 | 261 | 391.5 | MR10 | 606x2100x600 | 23.9x82.7x23.6 | 420 | 926 | 32903
VACON0100-3L-0385-7-ED | 355 | 400 | 385 | 423.5 | 315 | 300 | 325 | 487.5 | MR10 | 606x2100x600 | 23.9x82.7x23.6 | 420 | 926 | 39523
VACON0100-3L-0416-7-ED | 400 | 450 | 416 | 457.6 | 355 | 300 | 385 | 577.5 | MR10 | 606x2100x600 | 23.9x82.7x23.6 | 420 | 926 | 40760
VACON0100-3L-0460-7-ED | 450 | 450 | 460 | 506 | 400 | 400 | 416 | 624 | MR12 | 1212x2100x600 | 47.7x82.7x23.6 | 825 | 1819 | 46981
VACON0100-3L-0520-7-ED | 500 | 500 | 520 | 572 | 450 | 450 | 460 | 690 | MR12 | 1212x2100x600 | 47.7x82.7x23.6 | 825 | 1819 | 53488
VACON0100-3L-0590-7-ED | 560 | 600 | 590 | 649 | 500 | 500 | 520 | 780 | MR12 | 1212x2100x600 | 47.7x82.7x23.6 | 825 | 1819 | 61390
VACON0100-3L-0650-7-ED | 630 | 650 | 650 | 715 | 560 | 600 | 590 | 885 | MR12 | 1212x2100x600 | 47.7x82.7x23.6 | 825 | 1819 | 68917
VACON0100-3L-0750-7-ED | 710 | 700 | 750 | 825 | 630 | 650 | 650 | 975 | MR12 | 1212x2100x600 | 47.7x82.7x23.6 | 825 | 1819 | 79653
VACON0100-3L-0820-7-ED | 800 | 800 | 820 | 902 | 630 | 650 | 650 | 975 | MR12 | 1212x2100x600 | 47.7x82.7x23.6 | 825 | 1819 | 88238
VACON 100 INDUSTRIAL ED, 525-690 V, IP54/Type 12 Enclosed air-cooled drive, EMC Class C3, Graphical keypad
PRODUCT CODE | Low Overload Ratings |  |  |  | High Overload Ratings |  |  |  | Frame | Dimensions |  | Weight |  | LIST
| Motor Power | Motor Power | Continuous | 110% | Motor Power | Motor Power | Continuous | 150% | Size | WxHxD |  | [kg] | [lb] | PRICE
| Low Overload | Low Overload | Current | Overload | High Overload | High Overload | Current | Overload |  | [mm] | [inches] |  |  | EUR
| 690V [kW] | 600V [Hp] | IL [A] | Current [A] | 690V [kW] | 600V [Hp] | IH [A] | Current [A]
VACON0100-3L-0080-7-ED+IP54 | 75 | 75 | 80 | 88 | 55 | 60 | 62 | 93 | MR8 | 406x2100x600 | 16.0x82.7x23.6 | 200 | 441 | 16944
VACON0100-3L-0100-7-ED+IP54 | 90 | 100 | 100 | 110 | 75 | 75 | 80 | 120 | MR8 | 406x2100x600 | 16.0x82.7x23.6 | 200 | 441 | 19126
VACON0100-3L-0125-7-ED+IP54 | 110 | 125 | 125 | 137.5 | 90 | 100 | 100 | 150 | MR8 | 406x2100x600 | 16.0x82.7x23.6 | 200 | 441 | 21645
VACON0100-3L-0144-7-ED+IP54 | 132 | 150 | 144 | 158.4 | 110 | 125 | 125 | 187.5 | MR9 | 606x2100x600 | 23.9x82.7x23.6 | 270 | 595 | 23151
VACON0100-3L-0170-7-ED+IP54 | 160 | 150 | 170 | 187 | 132 | 150 | 144 | 216 | MR9 | 606x2100x600 | 23.9x82.7x23.6 | 270 | 595 | 25046
VACON0100-3L-0208-7-ED+IP54 | 200 | 200 | 208 | 228.8 | 160 | 150 | 170 | 255 | MR9 | 606x2100x600 | 23.9x82.7x23.6 | 270 | 595 | 27330
VACON0100-3L-0261-7-ED+IP54 | 250 | 250 | 261 | 287.1 | 200 | 200 | 208 | 312 | MR10 | 606x2100x600 | 23.9x82.7x23.6 | 420 | 926 | 30510
VACON0100-3L-0325-7-ED+IP54 | 315 | 300 | 325 | 357.5 | 250 | 250 | 261 | 391.5 | MR10 | 606x2100x600 | 23.9x82.7x23.6 | 420 | 926 | 35535
VACON0100-3L-0385-7-ED+IP54 | 355 | 400 | 385 | 423.5 | 315 | 300 | 325 | 487.5 | MR10 | 606x2100x600 | 23.9x82.7x23.6 | 420 | 926 | 42686
VACON0100-3L-0416-7-ED+IP54 | 400 | 450 | 416 | 457.6 | 355 | 300 | 385 | 577.5 | MR10 | 606x2100x600 | 23.9x82.7x23.6 | 420 | 926 | 44020
VACON0100-3L-0460-7-ED+IP54 | 450 | 450 | 460 | 506 | 400 | 400 | 416 | 624 | MR12 | 1212x2100x600 | 47.7x82.7x23.6 | 825 | 1819 | 50740
VACON0100-3L-0520-7-ED+IP54 | 500 | 500 | 520 | 572 | 450 | 450 | 460 | 690 | MR12 | 1212x2100x600 | 47.7x82.7x23.6 | 825 | 1819 | 57767
VACON0100-3L-0590-7-ED+IP54 | 560 | 600 | 590 | 649 | 500 | 500 | 520 | 780 | MR12 | 1212x2100x600 | 47.7x82.7x23.6 | 825 | 1819 | 66302
VACON0100-3L-0650-7-ED+IP54 | 630 | 650 | 650 | 715 | 560 | 600 | 590 | 885 | MR12 | 1212x2100x600 | 47.7x82.7x23.6 | 825 | 1819 | 74430
VACON0100-3L-0750-7-ED+IP54 | 710 | 700 | 750 | 825 | 630 | 650 | 650 | 975 | MR12 | 1212x2100x600 | 47.7x82.7x23.6 | 825 | 1819 | 86025
VACON0100-3L-0820-7-ED+IP54 | 800 | 800 | 820 | 902 | 630 | 650 | 650 | 975 | MR12 | 1212x2100x600 | 47.7x82.7x23.6 | 825 | 1819 | 95297

## VACON 100 FLOW
VACON 100 FLOW | [13 empty] | Level 1
VACON 100 FLOW, 208-240 V, IP21/Type 1, air-cooled wall-mounted drive, EMC Class C2, Graphical keypad
PRODUCT CODE | Low Overload Ratings |  |  |  | High Overload Ratings |  |  |  | Frame | Dimensions |  | Weight |  | LIST
| Motor Power | Motor Power | Continuous | 110% | Motor Power | Motor Power | Continuous | 150% | Size | WxHxD |  | [kg] | [lb] | PRICE
| Low Overload | Low Overload | Current | Overload | High Overload | High Overload | Current | Overload |  | [mm] | [inches] |  |  | EUR
| 230V [kW] | 230V [Hp] | IL [A] | Current [A] | 230V [kW] | 230V [Hp] | IH [A] | Current [A]
VACON0100-3L-0003-2-FLOW | 0.55 | 0.75 | 3.7 | 4.1 | - | - | - | - | MR4 | 128x328x190 | 5x12.9x7.5 | 6 | 13 | 486
VACON0100-3L-0004-2-FLOW | 0.75 | 1 | 4.8 | 5.3 | - | - | - | - | MR4 | 128x328x190 | 5x12.9x7.5 | 6 | 13 | 499
VACON0100-3L-0007-2-FLOW | 1.1 | 1.5 | 6.6 | 7.3 | - | - | - | - | MR4 | 128x328x190 | 5x12.9x7.5 | 6 | 13 | 515
VACON0100-3L-0008-2-FLOW | 1.5 | 2 | 8 | 8.8 | - | - | - | - | MR4 | 128x328x190 | 5x12.9x7.5 | 6 | 13 | 559
VACON0100-3L-0011-2-FLOW | 2.2 | 3 | 11 | 12.1 | - | - | - | - | MR4 | 128x328x190 | 5x12.9x7.5 | 6 | 13 | 602
VACON0100-3L-0012-2-FLOW | 3 | 4 | 12.5 | 13.8 | - | - | - | - | MR4 | 128x328x190 | 5x12.9x7.5 | 6 | 13 | 660
VACON0100-3L-0018-2-FLOW | 4 | 5 | 18 | 19.8 | - | - | - | - | MR5 | 144x419x214 | 5.7x16.5x8.4 | 10 | 22 | 737
VACON0100-3L-0024-2-FLOW | 5.5 | 7.5 | 24 | 26.4 | - | - | - | - | MR5 | 144x419x214 | 5.7x16.5x8.4 | 10 | 22 | 830
VACON0100-3L-0031-2-FLOW | 7.5 | 10 | 31 | 34.1 | - | - | - | - | MR5 | 144x419x214 | 5.7x16.5x8.4 | 10 | 22 | 988
VACON0100-3L-0048-2-FLOW | 11 | 15 | 48 | 52.8 | - | - | - | - | MR6 | 195x557x229 | 7.7x21.9x9 | 20 | 44 | 1203
VACON0100-3L-0062-2-FLOW | 15 | 20 | 62 | 68.2 | - | - | - | - | MR6 | 195x557x229 | 7.7x21.9x9 | 20 | 44 | 1442
VACON0100-3L-0075-2-FLOW | 18.5 | 25 | 75 | 82.5 | - | - | - | - | MR7 | 237x660x259 | 9.3x26x10.2 | 37.5 | 83 | 1851
VACON0100-3L-0088-2-FLOW | 22 | 30 | 88 | 96.8 | - | - | - | - | MR7 | 237x660x259 | 9.3x26x10.2 | 37.5 | 83 | 2123
VACON0100-3L-0105-2-FLOW | 30 | 40 | 105 | 115.5 | - | - | - | - | MR7 | 237x660x259 | 9.3x26x10.2 | 37.5 | 83 | 2491
VACON0100-3L-0140-2-FLOW | 37 | 50 | 140 | 154 | - | - | - | - | MR8 | 290x966x343 | 11.4x38x13.5 | 66 | 145.5 | 3141
VACON0100-3L-0170-2-FLOW | 45 | 60 | 170 | 187 | - | - | - | - | MR8 | 290x966x343 | 11.4x38x13.5 | 66 | 145.5 | 3813
VACON0100-3L-0205-2-FLOW | 55 | 75 | 205 | 225.5 | - | - | - | - | MR8 | 290x966x343 | 11.4x38x13.5 | 66 | 145.5 | 4726
VACON0100-3L-0261-2-FLOW | 75 | 100 | 261 | 287.1 | - | - | - | - | MR9 | 480/1150/365 | 18.9x45.3x14.4 | 108 | 238 | 5727
VACON0100-3L-0310-2-FLOW | 90 | 125 | 310 | 341 | - | - | - | - | MR9 | 480/1150/365 | 18.9x45.3x14.4 | 108 | 238 | 6767
VACON 100 FLOW, 208-240 V, IP54/Type 12, air-cooled wall-mounted drive, EMC Class C2, Graphical keypad
PRODUCT CODE | Low Overload Ratings |  |  |  | High Overload Ratings |  |  |  | Frame | Dimensions |  | Weight |  | LIST
| Motor Power | Motor Power | Continuous | 110% | Motor Power | Motor Power | Continuous | 150% | Size | WxHxD |  | [kg] | [lb] | PRICE
| Low Overload | Low Overload | Current | Overload | High Overload | High Overload | Current | Overload |  | [mm] | [inches] |  |  | EUR
| 230V [kW] | 230V [Hp] | IL [A] | Current [A] | 230V [kW] | 230V [Hp] | IH [A] | Current [A]
VACON0100-3L-0003-2-FLOW+IP54 | 0.55 | 0.75 | 3.7 | 4.1 | - | - | - | - | MR4 | 128x328x190 | 5x12.9x7.5 | 6 | 13 | 534
VACON0100-3L-0004-2-FLOW+IP54 | 0.75 | 1 | 4.8 | 5.3 | - | - | - | - | MR4 | 128x328x190 | 5x12.9x7.5 | 6 | 13 | 549
VACON0100-3L-0007-2-FLOW+IP54 | 1.1 | 1.5 | 6.6 | 7.3 | - | - | - | - | MR4 | 128x328x190 | 5x12.9x7.5 | 6 | 13 | 567
VACON0100-3L-0008-2-FLOW+IP54 | 1.5 | 2 | 8 | 8.8 | - | - | - | - | MR4 | 128x328x190 | 5x12.9x7.5 | 6 | 13 | 615
VACON0100-3L-0011-2-FLOW+IP54 | 2.2 | 3 | 11 | 12.1 | - | - | - | - | MR4 | 128x328x190 | 5x12.9x7.5 | 6 | 13 | 662
VACON0100-3L-0012-2-FLOW+IP54 | 3 | 4 | 12.5 | 13.8 | - | - | - | - | MR4 | 128x328x190 | 5x12.9x7.5 | 6 | 13 | 726
VACON0100-3L-0018-2-FLOW+IP54 | 4 | 5 | 18 | 19.8 | - | - | - | - | MR5 | 144x419x214 | 5.7x16.5x8.4 | 10 | 22 | 810
VACON0100-3L-0024-2-FLOW+IP54 | 5.5 | 7.5 | 24 | 26.4 | - | - | - | - | MR5 | 144x419x214 | 5.7x16.5x8.4 | 10 | 22 | 913
VACON0100-3L-0031-2-FLOW+IP54 | 7.5 | 10 | 31 | 34.1 | - | - | - | - | MR5 | 144x419x214 | 5.7x16.5x8.4 | 10 | 22 | 1087
VACON0100-3L-0048-2-FLOW+IP54 | 11 | 15 | 48 | 52.8 | - | - | - | - | MR6 | 195x557x229 | 7.7x21.9x9 | 20 | 44 | 1323
VACON0100-3L-0062-2-FLOW+IP54 | 15 | 20 | 62 | 68.2 | - | - | - | - | MR6 | 195x557x229 | 7.7x21.9x9 | 20 | 44 | 1586
VACON0100-3L-0075-2-FLOW+IP54 | 18.5 | 25 | 75 | 82.5 | - | - | - | - | MR7 | 237x660x259 | 9.3x26x10.2 | 37.5 | 83 | 2037
VACON0100-3L-0088-2-FLOW+IP54 | 22 | 30 | 88 | 96.8 | - | - | - | - | MR7 | 237x660x259 | 9.3x26x10.2 | 37.5 | 83 | 2335
VACON0100-3L-0105-2-FLOW+IP54 | 30 | 40 | 105 | 115.5 | - | - | - | - | MR7 | 237x660x259 | 9.3x26x10.2 | 37.5 | 83 | 2740
VACON0100-3L-0140-2-FLOW+IP54 | 37 | 50 | 140 | 154 | - | - | - | - | MR8 | 290x966x343 | 11.4x38x13.5 | 66 | 145.5 | 3455
VACON0100-3L-0170-2-FLOW+IP54 | 45 | 60 | 170 | 187 | - | - | - | - | MR8 | 290x966x343 | 11.4x38x13.5 | 66 | 145.5 | 4194
VACON0100-3L-0205-2-FLOW+IP54 | 55 | 75 | 205 | 225.5 | - | - | - | - | MR8 | 290x966x343 | 11.4x38x13.5 | 66 | 145.5 | 5199
VACON0100-3L-0261-2-FLOW+IP54 | 75 | 100 | 261 | 287.1 | - | - | - | - | MR9 | 480/1150/365 | 18.9x45.3x14.4 | 108 | 238 | 6300
VACON0100-3L-0310-2-FLOW+IP54 | 90 | 125 | 310 | 341 | - | - | - | - | MR9 | 480/1150/365 | 18.9x45.3x14.4 | 108 | 238 | 7443
VACON 100 FLOW, 208-240 V, IP00/Open type, air-cooled wall-mounted drive, EMC Class C3, Graphical keypad
PRODUCT CODE | Low Overload Ratings |  |  |  | High Overload Ratings |  |  |  | Frame | Dimensions |  | Weight |  | LIST
| Motor Power | Motor Power | Continuous | 110% | Motor Power | Motor Power | Continuous | 150% | Size | WxHxD |  | [kg] | [lb] | PRICE
| Low Overload | Low Overload | Current | Overload | High Overload | High Overload | Current | Overload |  | [mm] | [inches] |  |  | EUR
| 230V [kW] | 230V [Hp] | IL [A] | Current [A] | 230V [kW] | 230V [Hp] | IH [A] | Current [A]
VACON0100-3L-0140-2-FLOW+IP00 | 37 | 50 | 140 | 154 | - | - | - | - | MR8 | 290x794x343 | 11.4x31.3x13.5 | 62 | 136.7 | 2921
VACON0100-3L-0170-2-FLOW+IP00 | 45 | 60 | 170 | 187 | - | - | - | - | MR8 | 290x794x343 | 11.4x31.3x13.5 | 62 | 136.7 | 3595
VACON0100-3L-0205-2-FLOW+IP00 | 55 | 75 | 205 | 225.5 | - | - | - | - | MR8 | 290x794x343 | 11.4x31.3x13.5 | 62 | 136.7 | 4508
VACON0100-3L-0261-2-FLOW+IP00 | 75 | 100 | 261 | 287.1 | - | - | - | - | MR9 | 480x840x365 | 18.9x33.1x14.4 | 97 | 213.8 | 5343
VACON0100-3L-0310-2-FLOW+IP00 | 90 | 125 | 310 | 341 | - | - | - | - | MR9 | 480x840x365 | 18.9x33.1x14.4 | 97 | 213.8 | 6387
VACON 100 FLOW, 380-500 V, IP21/Type 1, air-cooled wall-mounted drive, EMC Class C2, Graphical keypad
PRODUCT CODE | Low Overload Ratings |  |  |  | High Overload Ratings |  |  |  | Frame | Dimensions |  | Weight |  | LIST
| Motor Power | Motor Power | Continuous | 110% | Motor Power | Motor Power | Continuous | 150% | Size | WxHxD |  | [kg] | [lb] | PRICE
| Low Overload | Low Overload | Current | Overload | High Overload | High Overload | Current | Overload |  | [mm] | [inches] |  |  | EUR
IP21/Type 1 | 400V [kW] | 480V [Hp] | IL [A] | Current [A] | 400V [kW] | 480V [Hp] | IH [A] | Current [A]
VACON0100-3L-0003-5-FLOW | 1.1 | 1.5 | 3.4 | 3.7 | - | - | - | - | MR4 | 128x328x190 | 5x12.9x7.5 | 6 | 13 | 468
VACON0100-3L-0004-5-FLOW | 1.5 | 2 | 4.8 | 5.3 | - | - | - | - | MR4 | 128x328x190 | 5x12.9x7.5 | 6 | 13 | 507
VACON0100-3L-0005-5-FLOW | 2.2 | 3 | 5.6 | 6.2 | - | - | - | - | MR4 | 128x328x190 | 5x12.9x7.5 | 6 | 13 | 547
VACON0100-3L-0008-5-FLOW | 3 | 4 | 8 | 8.8 | - | - | - | - | MR4 | 128x328x190 | 5x12.9x7.5 | 6 | 13 | 600
VACON0100-3L-0009-5-FLOW | 4 | 5 | 9.6 | 10.6 | - | - | - | - | MR4 | 128x328x190 | 5x12.9x7.5 | 6 | 13 | 670
VACON0100-3L-0012-5-FLOW | 5.5 | 7.5 | 12 | 13.2 | - | - | - | - | MR4 | 128x328x190 | 5x12.9x7.5 | 6 | 13 | 754
VACON0100-3L-0016-5-FLOW | 7.5 | 10 | 16 | 17.6 | - | - | - | - | MR5 | 144x419x214 | 5.7x16.5x8.4 | 10 | 22 | 898
VACON0100-3L-0023-5-FLOW | 11 | 15 | 23 | 25.3 | - | - | - | - | MR5 | 144x419x214 | 5.7x16.5x8.4 | 10 | 22 | 1093
VACON0100-3L-0031-5-FLOW | 15 | 20 | 31 | 34.1 | - | - | - | - | MR5 | 144x419x214 | 5.7x16.5x8.4 | 10 | 22 | 1311
VACON0100-3L-0038-5-FLOW | 18.5 | 25 | 38 | 41.8 | - | - | - | - | MR6 | 195x557x229 | 7.7x21.9x9 | 20 | 44 | 1543
VACON0100-3L-0046-5-FLOW | 22 | 30 | 46 | 50.6 | - | - | - | - | MR6 | 195x557x229 | 7.7x21.9x9 | 20 | 44 | 1769
VACON0100-3L-0061-5-FLOW | 30 | 40 | 61 | 67.1 | - | - | - | - | MR6 | 195x557x229 | 7.7x21.9x9 | 20 | 44 | 2076
VACON0100-3L-0072-5-FLOW | 37 | 50 | 72 | 79.2 | - | - | - | - | MR7 | 237x660x259 | 9.3x26x10.2 | 37.5 | 83 | 2512
VACON0100-3L-0087-5-FLOW | 45 | 60 | 87 | 95.7 | - | - | - | - | MR7 | 237x660x259 | 9.3x26x10.2 | 37.5 | 83 | 3050
VACON0100-3L-0105-5-FLOW | 55 | 75 | 105 | 115.5 | - | - | - | - | MR7 | 237x660x259 | 9.3x26x10.2 | 37.5 | 83 | 3781
VACON0100-3L-0140-5-FLOW | 75 | 100 | 140 | 154 | - | - | - | - | MR8 | 290x966x343 | 11.4x38x13.5 | 66 | 145.5 | 4582
VACON0100-3L-0170-5-FLOW | 90 | 125 | 170 | 187 | - | - | - | - | MR8 | 290x966x343 | 11.4x38x13.5 | 66 | 145.5 | 5413
VACON0100-3L-0205-5-FLOW | 110 | 150 | 205 | 225.5 | - | - | - | - | MR8 | 290x966x343 | 11.4x38x13.5 | 66 | 145.5 | 6376
VACON0100-3L-0261-5-FLOW | 132 | 200 | 261 | 287.1 | - | - | - | - | MR9 | 480x1150x365 | 18.9x45.3x14.4 | 108 | 238 | 7558
VACON0100-3L-0310-5-FLOW | 160 | 250 | 310 | 341 | - | - | - | - | MR9 | 480x1150x365 | 18.9x45.3x14.4 | 108 | 238 | 9045
VACON 100 FLOW, 380-500 V, IP54/Type 12, air-cooled wall-mounted drive, EMC Class C2, Graphical keypad
VACON0100-3L-0003-5-FLOW+IP54 | 1.1 | 1.5 | 3.4 | 3.7 | - | - | - | - | MR4 | 128x328x190 | 5x12.9x7.5 | 6 | 13 | 515
VACON0100-3L-0004-5-FLOW+IP54 | 1.5 | 2 | 4.8 | 5.3 | - | - | - | - | MR4 | 128x328x190 | 5x12.9x7.5 | 6 | 13 | 559
VACON0100-3L-0005-5-FLOW+IP54 | 2.2 | 3 | 5.6 | 6.2 | - | - | - | - | MR4 | 128x328x190 | 5x12.9x7.5 | 6 | 13 | 602
VACON0100-3L-0008-5-FLOW+IP54 | 3 | 4 | 8 | 8.8 | - | - | - | - | MR4 | 128x328x190 | 5x12.9x7.5 | 6 | 13 | 660
VACON0100-3L-0009-5-FLOW+IP54 | 4 | 5 | 9.6 | 10.6 | - | - | - | - | MR4 | 128x328x190 | 5x12.9x7.5 | 6 | 13 | 737
VACON0100-3L-0012-5-FLOW+IP54 | 5.5 | 7.5 | 12 | 13.2 | - | - | - | - | MR4 | 128x328x190 | 5x12.9x7.5 | 6 | 13 | 830
VACON0100-3L-0016-5-FLOW+IP54 | 7.5 | 10 | 16 | 17.6 | - | - | - | - | MR5 | 144x419x214 | 5.7x16.5x8.4 | 10 | 22 | 988
VACON0100-3L-0023-5-FLOW+IP54 | 11 | 15 | 23 | 25.3 | - | - | - | - | MR5 | 144x419x214 | 5.7x16.5x8.4 | 10 | 22 | 1202
VACON0100-3L-0031-5-FLOW+IP54 | 15 | 20 | 31 | 34.1 | - | - | - | - | MR5 | 144x419x214 | 5.7x16.5x8.4 | 10 | 22 | 1442
VACON0100-3L-0038-5-FLOW+IP54 | 18.5 | 25 | 38 | 41.8 | - | - | - | - | MR6 | 195x557x229 | 7.7x21.9x9 | 20 | 44 | 1697
VACON0100-3L-0046-5-FLOW+IP54 | 22 | 30 | 46 | 50.6 | - | - | - | - | MR6 | 195x557x229 | 7.7x21.9x9 | 20 | 44 | 1946
VACON0100-3L-0061-5-FLOW+IP54 | 30 | 40 | 61 | 67.1 | - | - | - | - | MR6 | 195x557x229 | 7.7x21.9x9 | 20 | 44 | 2283
VACON0100-3L-0072-5-FLOW+IP54 | 37 | 50 | 72 | 79.2 | - | - | - | - | MR7 | 237x660x259 | 9.3x26x10.2 | 37.5 | 83 | 2764
VACON0100-3L-0087-5-FLOW+IP54 | 45 | 60 | 87 | 95.7 | - | - | - | - | MR7 | 237x660x259 | 9.3x26x10.2 | 37.5 | 83 | 3355
VACON0100-3L-0105-5-FLOW+IP54 | 55 | 75 | 105 | 115.5 | - | - | - | - | MR7 | 237x660x259 | 9.3x26x10.2 | 37.5 | 83 | 4159
VACON0100-3L-0140-5-FLOW+IP54 | 75 | 100 | 140 | 154 | - | - | - | - | MR8 | 290x966x343 | 11.4x38x13.5 | 66 | 145.5 | 5040
VACON0100-3L-0170-5-FLOW+IP54 | 90 | 125 | 170 | 187 | - | - | - | - | MR8 | 290x966x343 | 11.4x38x13.5 | 66 | 145.5 | 5955
VACON0100-3L-0205-5-FLOW+IP54 | 110 | 150 | 205 | 225.5 | - | - | - | - | MR8 | 290x966x343 | 11.4x38x13.5 | 66 | 145.5 | 7014
VACON0100-3L-0261-5-FLOW+IP54 | 132 | 200 | 261 | 287.1 | - | - | - | - | MR9 | 480x1150x365 | 18.9x45.3x14.4 | 108 | 238 | 8313
VACON0100-3L-0310-5-FLOW+IP54 | 160 | 250 | 310 | 341 | - | - | - | - | MR9 | 480x1150x365 | 18.9x45.3x14.4 | 108 | 238 | 9950
VACON 100 FLOW, 380-500 V, IP00/Open type, air-cooled wall-mounted drive, EMC Class C3, Graphical keypad
PRODUCT CODE | Low Overload Ratings |  |  |  | High Overload Ratings |  |  |  | Frame | Dimensions |  | Weight |  | LIST
| Motor Power | Motor Power | Continuous | 110% | Motor Power | Motor Power | Continuous | 150% | Size | WxHxD |  | [kg] | [lb] | PRICE
| Low Overload | Low Overload | Current | Overload | High Overload | High Overload | Current | Overload |  | [mm] | [inches] |  |  | EUR
| 400V [kW] | 480V [Hp] | IL [A] | Current [A] | 400V [kW] | 480V [Hp] | IH [A] | Current [A]
VACON0100-3L-0140-5-FLOW+IP00 | 75 | 100 | 140 | 154 | - | - | - | - | MR8 | 290x794x343 | 11.4x31.3x13.5 | 62 | 136.7 | 4114
VACON0100-3L-0170-5-FLOW+IP00 | 90 | 125 | 170 | 187 | - | - | - | - | MR8 | 290x794x343 | 11.4x31.3x13.5 | 62 | 136.7 | 4945
VACON0100-3L-0205-5-FLOW+IP00 | 110 | 150 | 205 | 225.5 | - | - | - | - | MR8 | 290x794x343 | 11.4x31.3x13.5 | 62 | 136.7 | 5915
VACON0100-3L-0261-5-FLOW+IP00 | 132 | 200 | 261 | 287.1 | - | - | - | - | MR9 | 480x840x365 | 18.9x33.1x14.4 | 97 | 213.8 | 6735
VACON0100-3L-0310-5-FLOW+IP00 | 160 | 250 | 310 | 341 | - | - | - | - | MR9 | 480x840x365 | 18.9x33.1x14.4 | 97 | 213.8 | 8198
VACON0100-3L-0385-5-FLOW+IP00 | 200 | 300 | 385 | 423.5 | - | - | - | - | MR10 | 508x980x525 | 20.0x38.6x20.7 | 205 | 452 | 11239
VACON0100-3L-0460-5-FLOW+IP00 | 250 | 350 | 460 | 506 | - | - | - | - | MR10 | 508x980x525 | 20.0x38.6x20.7 | 205 | 452 | 12655
VACON0100-3L-0520-5-FLOW+IP00 | 250 | 450 | 520 | 572 | - | - | - | - | MR10 | 508x980x525 | 20.0x38.6x20.7 | 205 | 452 | 14072
VACON0100-3L-0590-5-FLOW+IP00 | 315 | 500 | 590 | 649 | - | - | - | - | MR10 | 508x980x525 | 20.0x38.6x20.7 | 205 | 452 | 15442
VACON0100-3L-0650-5-FLOW+IP00 | 355 | 500 | 650 | 715 | - | - | - | - | MR12 | 1016x980x525 | 40.0x38.6x20.7 | 410 | 904 | 17087
VACON0100-3L-0730-5-FLOW+IP00 | 400 | 600 | 730 | 803 | - | - | - | - | MR12 | 1016x980x525 | 40.0x38.6x20.7 | 410 | 904 | 19052
VACON0100-3L-0820-5-FLOW+IP00 | 450 | 700 | 820 | 902 | - | - | - | - | MR12 | 1016x980x525 | 40.0x38.6x20.7 | 410 | 904 | 23666
VACON0100-3L-0920-5-FLOW+IP00 | 500 | 800 | 920 | 1012 | - | - | - | - | MR12 | 1016x980x525 | 40.0x38.6x20.7 | 410 | 904 | 27047
VACON0100-3L-1040-5-FLOW+IP00 | 560 | 900 | 1040 | 1144 | - | - | - | - | MR12 | 1016x980x525 | 40.0x38.6x20.7 | 410 | 904 | 29697
VACON0100-3L-1180-5-FLOW+IP00 | 630 | 1000 | 1180 | 1298 | - | - | - | - | MR12 | 1016x980x525 | 40.0x38.6x20.7 | 410 | 904 | 35033
VACON 100 FLOW ED, 380-500 V, IP21/Type 1, Enclosed air-cooled drive, EMC Class C3, Graphical keypad
PRODUCT CODE | Low Overload Ratings |  |  |  | High Overload Ratings |  |  |  | Frame | Dimensions |  | Weight |  | LIST
| Motor Power | Motor Power | Continuous | 110% | Motor Power | Motor Power | Continuous | 150% | Size | WxHxD |  | [kg] | [lb] | PRICE
| Low Overload | Low Overload | Current | Overload | High Overload | High Overload | Current | Overload |  | [mm] | [inches] |  |  | EUR
| 400V [kW] | 480V [Hp] | IL [A] | Current [A] | 400V [kW] | 480V [Hp] | IH [A] | Current [A]
VACON0100-3L-0140-5-ED-FLOW | 75 | 100 | 140 | 154 | - | - | - | - | MR8 | 406x2100x600 | 16.0x82.7x23.6 | 200 | 441 | 7343
VACON0100-3L-0170-5-ED-FLOW | 90 | 125 | 170 | 187 | - | - | - | - | MR8 | 406x2100x600 | 16.0x82.7x23.6 | 200 | 441 | 8529
VACON0100-3L-0205-5-ED-FLOW | 110 | 150 | 205 | 225.5 | - | - | - | - | MR8 | 406x2100x600 | 16.0x82.7x23.6 | 200 | 441 | 9818
VACON0100-3L-0261-5-ED-FLOW | 132 | 200 | 261 | 287.1 | - | - | - | - | MR9 | 606x2100x600 | 23.9x82.7x23.6 | 270 | 595 | 10951
VACON0100-3L-0310-5-ED-FLOW | 160 | 250 | 310 | 341 | - | - | - | - | MR9 | 606x2100x600 | 23.9x82.7x23.6 | 270 | 595 | 12452
VACON0100-3L-0385-5-ED-FLOW | 200 | 300 | 385 | 423.5 | - | - | - | - | MR10 | 606x2100x600 | 23.9x82.7x23.6 | 420 | 926 | 14484
VACON0100-3L-0460-5-ED-FLOW | 250 | 350 | 460 | 506 | - | - | - | - | MR10 | 606x2100x600 | 23.9x82.7x23.6 | 420 | 926 | 16251
VACON0100-3L-0520-5-ED-FLOW | 250 | 450 | 520 | 572 | - | - | - | - | MR10 | 606x2100x600 | 23.9x82.7x23.6 | 420 | 926 | 18019
VACON0100-3L-0590-5-ED-FLOW | 315 | 500 | 590 | 649 | - | - | - | - | MR10 | 606x2100x600 | 23.9x82.7x23.6 | 420 | 926 | 21124
VACON0100-3L-0650-5-ED-FLOW | 355 | 500 | 650 | 715 | - | - | - | - | MR12 | 1212x2100x600 | 47.7x82.7x23.6 | 825 | 1819 | 23176
VACON0100-3L-0730-5-ED-FLOW | 400 | 600 | 730 | 803 | - | - | - | - | MR12 | 1212x2100x600 | 47.7x82.7x23.6 | 825 | 1819 | 25629
VACON0100-3L-0820-5-ED-FLOW | 450 | 700 | 820 | 902 | - | - | - | - | MR12 | 1212x2100x600 | 47.7x82.7x23.6 | 825 | 1819 | 31416
VACON0100-3L-0920-5-ED-FLOW | 500 | 800 | 920 | 1012 | - | - | - | - | MR12 | 1212x2100x600 | 47.7x82.7x23.6 | 825 | 1819 | 36569
VACON0100-3L-1040-5-ED-FLOW | 560 | 900 | 1040 | 1144 | - | - | - | - | MR12 | 1212x2100x600 | 47.7x82.7x23.6 | 825 | 1819 | 39461
VACON0100-3L-1180-5-ED-FLOW | 630 | 1000 | 1180 | 1298 | - | - | - | - | MR12 | 1212x2100x600 | 47.7x82.7x23.6 | 825 | 1819 | 45711
VACON 100 FLOW ED, 380-500 V, IP54/Type 12 Enclosed air-cooled drive, EMC Class C3, Graphical keypad
PRODUCT CODE | Low Overload Ratings |  |  |  | High Overload Ratings |  |  |  | Frame | Dimensions |  | Weight |  | LIST
| Motor Power | Motor Power | Continuous | 110% | Motor Power | Motor Power | Continuous | 150% | Size | WxHxD |  | [kg] | [lb] | PRICE
| Low Overload | Low Overload | Current | Overload | High Overload | High Overload | Current | Overload |  | [mm] | [inches] |  |  | EUR
| 400V [kW] | 480V [Hp] | IL [A] | Current [A] | 400V [kW] | 480V [Hp] | IH [A] | Current [A]
VACON0100-3L-0140-5-ED-FLOW+IP54 | 75 | 100 | 140 | 154 | - | - | - | - | MR8 | 406x2100x600 | 16.0x82.7x23.6 | 200 | 441 | 8224
VACON0100-3L-0170-5-ED-FLOW+IP54 | 90 | 125 | 170 | 187 | - | - | - | - | MR8 | 406x2100x600 | 16.0x82.7x23.6 | 200 | 441 | 9467
VACON0100-3L-0205-5-ED-FLOW+IP54 | 110 | 150 | 205 | 225.5 | - | - | - | - | MR8 | 406x2100x600 | 16.0x82.7x23.6 | 200 | 441 | 10799
VACON0100-3L-0261-5-ED-FLOW+IP54 | 132 | 200 | 261 | 287.1 | - | - | - | - | MR9 | 606x2100x600 | 23.9x82.7x23.6 | 270 | 595 | 11938
VACON0100-3L-0310-5-ED-FLOW+IP54 | 160 | 250 | 310 | 341 | - | - | - | - | MR9 | 606x2100x600 | 23.9x82.7x23.6 | 270 | 595 | 13448
VACON0100-3L-0385-5-ED-FLOW+IP54 | 200 | 300 | 385 | 423.5 | - | - | - | - | MR10 | 606x2100x600 | 23.9x82.7x23.6 | 420 | 926 | 15642
VACON0100-3L-0460-5-ED-FLOW+IP54 | 250 | 350 | 460 | 506 | - | - | - | - | MR10 | 606x2100x600 | 23.9x82.7x23.6 | 420 | 926 | 17551
VACON0100-3L-0520-5-ED-FLOW+IP54 | 250 | 450 | 520 | 572 | - | - | - | - | MR10 | 606x2100x600 | 23.9x82.7x23.6 | 420 | 926 | 19461
VACON0100-3L-0590-5-ED-FLOW+IP54 | 315 | 500 | 590 | 649 | - | - | - | - | MR10 | 606x2100x600 | 23.9x82.7x23.6 | 420 | 926 | 22813
VACON0100-3L-0650-5-ED-FLOW+IP54 | 355 | 500 | 650 | 715 | - | - | - | - | MR12 | 1212x2100x600 | 47.7x82.7x23.6 | 825 | 1819 | 25030
VACON0100-3L-0730-5-ED-FLOW+IP54 | 400 | 600 | 730 | 803 | - | - | - | - | MR12 | 1212x2100x600 | 47.7x82.7x23.6 | 825 | 1819 | 27679
VACON0100-3L-0820-5-ED-FLOW+IP54 | 450 | 700 | 820 | 902 | - | - | - | - | MR12 | 1212x2100x600 | 47.7x82.7x23.6 | 825 | 1819 | 33929
VACON0100-3L-0920-5-ED-FLOW+IP54 | 500 | 800 | 920 | 1012 | - | - | - | - | MR12 | 1212x2100x600 | 47.7x82.7x23.6 | 825 | 1819 | 39494
VACON0100-3L-1040-5-ED-FLOW+IP54 | 560 | 900 | 1040 | 1144 | - | - | - | - | MR12 | 1212x2100x600 | 47.7x82.7x23.6 | 825 | 1819 | 42618
VACON0100-3L-1180-5-ED-FLOW+IP54 | 630 | 1000 | 1180 | 1298 | - | - | - | - | MR12 | 1212x2100x600 | 47.7x82.7x23.6 | 825 | 1819 | 49368
VACON 100 FLOW, 525-600 V, IP21/Type 1, air-cooled wall-mounted drive, EMC Class C3, Graphical keypad
PRODUCT CODE | Low Overload Ratings |  |  |  | High Overload Ratings |  |  |  | Frame | Dimensions |  | Weight |  | LIST
| Motor Power | Motor Power | Continuous | 110% | Motor Power | Motor Power | Continuous | 150% | Size | WxHxD |  | [kg] | [lb] | PRICE
| Low Overload | Low Overload | Current | Overload | High Overload | High Overload | Current | Overload |  | [mm] | [inches] |  |  | EUR
| 600V [kW] | 600V [Hp] | IL [A] | Current [A] | 600V [kW] | 600V [Hp] | IH [A] | Current [A]
VACON0100-3L-0004-6-FLOW |  | 3 | 3.9 | 4.3 | - | - | - | - | MR5 | 144x419x214 | 5.7x16.5x8.4 | 10 | 22 | 665
VACON0100-3L-0006-6-FLOW |  | 5 | 6.1 | 6.7 | - | - | - | - | MR5 | 144x419x214 | 5.7x16.5x8.4 | 10 | 22 | 750
VACON0100-3L-0009-6-FLOW |  | 7.5 | 9 | 9.9 | - | - | - | - | MR5 | 144x419x214 | 5.7x16.5x8.4 | 10 | 22 | 848
VACON0100-3L-0011-6-FLOW |  | 10 | 11 | 12.1 | - | - | - | - | MR5 | 144x419x214 | 5.7x16.5x8.4 | 10 | 22 | 1013
VACON0100-3L-0018-6-FLOW |  | 15 | 18 | 19.8 | - | - | - | - | MR6 | 195x557x229 | 7.7x21.9x9 | 20 | 44 | 1313
VACON0100-3L-0022-6-FLOW |  | 20 | 22 | 24.2 | - | - | - | - | MR6 | 195x557x229 | 7.7x21.9x9 | 20 | 44 | 1578
VACON0100-3L-0027-6-FLOW |  | 25 | 27 | 29.7 | - | - | - | - | MR6 | 195x557x229 | 7.7x21.9x9 | 20 | 44 | 1862
VACON0100-3L-0034-6-FLOW |  | 30 | 34 | 37.4 | - | - | - | - | MR6 | 195x557x229 | 7.7x21.9x9 | 20 | 44 | 2116
VACON0100-3L-0041-6-FLOW |  | 40 | 41 | 45.1 | - | - | - | - | MR7 | 237x660x259 | 9.3x26x10.2 | 37.5 | 83 | 2452
VACON0100-3L-0052-6-FLOW |  | 50 | 52 | 57.2 | - | - | - | - | MR7 | 237x660x259 | 9.3x26x10.2 | 37.5 | 83 | 3045
VACON0100-3L-0062-6-FLOW |  | 60 | 62 | 68.2 | - | - | - | - | MR7 | 237x660x259 | 9.3x26x10.2 | 37.5 | 83 | 3698
VACON0100-3L-0080-6-FLOW |  | 75 | 80 | 88 | - | - | - | - | MR8 | 290x966x343 | 11.4x38x13.5 | 66 | 145.5 | 4269
VACON0100-3L-0100-6-FLOW |  | 100 | 100 | 110 | - | - | - | - | MR8 | 290x966x343 | 11.4x38x13.5 | 66 | 145.5 | 4941
VACON0100-3L-0125-6-FLOW |  | 125 | 125 | 137.5 | - | - | - | - | MR8 | 290x966x343 | 11.4x38x13.5 | 66 | 145.5 | 5825
VACON0100-3L-0144-6-FLOW |  | 150 | 144 | 158.4 | - | - | - | - | MR9 | 480x1150x365 | 18.9x45.3x14.4 | 108 | 238 | 6979
VACON0100-3L-0208-6-FLOW |  | 200 | 208 | 228.8 | - | - | - | - | MR9 | 480x1150x365 | 18.9x45.3x14.4 | 108 | 238 | 8459
VACON 100 FLOW, 525-600 V, IP54/Type 12, air-cooled wall-mounted drive, EMC Class C3, Graphical keypad
PRODUCT CODE | Low Overload Ratings |  |  |  | High Overload Ratings |  |  |  | Frame | Dimensions |  | Weight |  | LIST
| Motor Power | Motor Power | Continuous | 110% | Motor Power | Motor Power | Continuous | 150% | Size | WxHxD |  | [kg] | [lb] | PRICE
| Low Overload | Low Overload | Current | Overload | High Overload | High Overload | Current | Overload |  | [mm] | [inches] |  |  | EUR
| 600V [kW] | 600V [Hp] | IL [A] | Current [A] | 690V [kW] | 600V [Hp] | IH [A] | Current [A]
VACON0100-3L-0004-6-FLOW+IP54 |  | 3 | 3.9 | 4.3 | - | - | - | - | MR5 | 144x419x214 | 5.7x16.5x8.4 | 10 | 22 | 723
VACON0100-3L-0006-6-FLOW+IP54 |  | 5 | 6.1 | 6.7 | - | - | - | - | MR5 | 144x419x214 | 5.7x16.5x8.4 | 10 | 22 | 827
VACON0100-3L-0009-6-FLOW+IP54 |  | 7.5 | 9 | 9.9 | - | - | - | - | MR5 | 144x419x214 | 5.7x16.5x8.4 | 10 | 22 | 935
VACON0100-3L-0011-6-FLOW+IP54 |  | 10 | 11 | 12.1 | - | - | - | - | MR5 | 144x419x214 | 5.7x16.5x8.4 | 10 | 22 | 1116
VACON0100-3L-0018-6-FLOW+IP54 |  | 15 | 18 | 19.8 | - | - | - | - | MR6 | 195x557x229 | 7.7x21.9x9 | 20 | 44 | 1438
VACON0100-3L-0022-6-FLOW+IP54 |  | 20 | 22 | 24.2 | - | - | - | - | MR6 | 195x557x229 | 7.7x21.9x9 | 20 | 44 | 1729
VACON0100-3L-0027-6-FLOW+IP54 |  | 25 | 27 | 29.7 | - | - | - | - | MR6 | 195x557x229 | 7.7x21.9x9 | 20 | 44 | 2040
VACON0100-3L-0034-6-FLOW+IP54 |  | 30 | 34 | 37.4 | - | - | - | - | MR6 | 195x557x229 | 7.7x21.9x9 | 20 | 44 | 2320
VACON0100-3L-0041-6-FLOW+IP54 |  | 40 | 41 | 45.1 | - | - | - | - | MR7 | 237x660x259 | 9.3x26x10.2 | 37.5 | 83 | 2691
VACON0100-3L-0052-6-FLOW+IP54 |  | 50 | 52 | 57.2 | - | - | - | - | MR7 | 237x660x259 | 9.3x26x10.2 | 37.5 | 83 | 3333
VACON0100-3L-0062-6-FLOW+IP54 |  | 60 | 62 | 68.2 | - | - | - | - | MR7 | 237x660x259 | 9.3x26x10.2 | 37.5 | 83 | 4048
VACON0100-3L-0080-6-FLOW+IP54 |  | 75 | 80 | 88 | - | - | - | - | MR8 | 290x966x343 | 11.4x38x13.5 | 66 | 145.5 | 4704
VACON0100-3L-0100-6-FLOW+IP54 |  | 100 | 100 | 110 | - | - | - | - | MR8 | 290x966x343 | 11.4x38x13.5 | 66 | 145.5 | 5468
VACON0100-3L-0125-6-FLOW+IP54 |  | 125 | 125 | 137.5 | - | - | - | - | MR8 | 290x966x343 | 11.4x38x13.5 | 66 | 145.5 | 6448
VACON0100-3L-0144-6-FLOW+IP54 |  | 150 | 144 | 158.4 | - | - | - | - | MR9 | 480x1150x365 | 18.9x45.3x14.4 | 108 | 238 | 7713
VACON0100-3L-0208-6-FLOW+IP54 |  | 200 | 208 | 228.8 | - | - | - | - | MR9 | 480x1150x365 | 18.9x45.3x14.4 | 108 | 238 | 9327
VACON 100 FLOW, 525-690 V, IP21/Type 1, air-cooled wall-mounted drive, EMC Class C3, Graphical keypad
PRODUCT CODE | Low Overload Ratings |  |  |  | High Overload Ratings |  |  |  | Frame | Dimensions |  | Weight |  | LIST
| Motor Power | Motor Power | Continuous | 110% | Motor Power | Motor Power | Continuous | 150% | Size | WxHxD |  | [kg] | [lb] | PRICE
| Low Overload | Low Overload | Current | Overload | High Overload | High Overload | Current | Overload |  | [mm] | [inches] |  |  | EUR
| 690V [kW] | 600V [Hp] | IL [A] | Current [A] | 690V [kW] | 600V [Hp] | IH [A] | Current [A]
VACON0100-3L-0007-7-FLOW | 5.5 | 5 | 7.5 | 8.3 | - | - | - | - | MR6 | 195x557x229 | 7.7x21.9x9 | 20 | 44 | 1212
VACON0100-3L-0010-7-FLOW | 7.5 | 7.5 | 10 | 11 | - | - | - | - | MR6 | 195x557x229 | 7.7x21.9x9 | 20 | 44 | 1369
VACON0100-3L-0013-7-FLOW | 11 | 10 | 13.5 | 14.9 | - | - | - | - | MR6 | 195x557x229 | 7.7x21.9x9 | 20 | 44 | 1632
VACON0100-3L-0018-7-FLOW | 15 | 15 | 18 | 19.8 | - | - | - | - | MR6 | 195x557x229 | 7.7x21.9x9 | 20 | 44 | 1997
VACON0100-3L-0022-7-FLOW | 18,5 | 20 | 22 | 24.2 | - | - | - | - | MR6 | 195x557x229 | 7.7x21.9x9 | 20 | 44 | 2377
VACON0100-3L-0027-7-FLOW | 22 | 25 | 27 | 29.7 | - | - | - | - | MR6 | 195x557x229 | 7.7x21.9x9 | 20 | 44 | 2792
VACON0100-3L-0034-7-FLOW | 30 | 30 | 34 | 37.4 | - | - | - | - | MR6 | 195x557x229 | 7.7x21.9x9 | 20 | 44 | 3412
VACON0100-3L-0041-7-FLOW | 37,5 | 40 | 41 | 45.1 | - | - | - | - | MR7 | 237x660x259 | 9.3x26x10.2 | 37.5 | 83 | 4052
VACON0100-3L-0052-7-FLOW | 45 | 50 | 52 | 57.2 | - | - | - | - | MR7 | 237x660x259 | 9.3x26x10.2 | 37.5 | 83 | 4730
VACON0100-3L-0062-7-FLOW | 55 | 60 | 62 | 68.2 | - | - | - | - | MR7 | 237x660x259 | 9.3x26x10.2 | 37.5 | 83 | 5425
VACON0100-3L-0080-7-FLOW | 75 | 75 | 80 | 88 | - | - | - | - | MR8 | 290x966x343 | 11.4x38x13.5 | 66 | 145.5 | 6566
VACON0100-3L-0100-7-FLOW | 90 | 100 | 100 | 110 | - | - | - | - | MR8 | 290x966x343 | 11.4x38x13.5 | 66 | 145.5 | 7730
VACON0100-3L-0125-7-FLOW | 110 | 125 | 125 | 137.5 | - | - | - | - | MR8 | 290x966x343 | 11.4x38x13.5 | 66 | 145.5 | 8821
VACON0100-3L-0144-7-FLOW | 132 | 150 | 144 | 158.4 | - | - | - | - | MR9 | 480x1150x365 | 18.9x45.3x14.4 | 108 | 238 | 9752
VACON0100-3L-0170-7-FLOW | 160 | 150 | 170 | 187 | - | - | - | - | MR9 | 480x1150x365 | 18.9x45.3x14.4 | 108 | 238 | 10915
VACON0100-3L-0208-7-FLOW | 200 | 200 | 208 | 228.8 | - | - | - | - | MR9 | 480x1150x365 | 18.9x45.3x14.4 | 108 | 238 | 12175
VACON 100 FLOW, 525-690 V, IP54/Type 12, air-cooled wall-mounted drive, EMC Class C3, Graphical keypad
PRODUCT CODE | Low Overload Ratings |  |  |  | High Overload Ratings |  |  |  | Frame | Dimensions |  | Weight |  | LIST
| Motor Power | Motor Power | Continuous | 110% | Motor Power | Motor Power | Continuous | 150% | Size | WxHxD |  | [kg] | [lb] | PRICE
| Low Overload | Low Overload | Current | Overload | High Overload | High Overload | Current | Overload |  | [mm] | [inches] |  |  | EUR
| 690V [kW] | 600V [Hp] | IL [A] | Current [A] | 690V [kW] | 600V [Hp] | IH [A] | Current [A]
VACON0100-3L-0007-7-FLOW+IP54 | 5.5 | 5 | 7.5 | 8.3 | - | - | - | - | MR6 | 195x557x229 | 7.7x21.9x9 | 20 | 44 | 1332
VACON0100-3L-0010-7-FLOW+IP54 | 7.5 | 7.5 | 10 | 11 | - | - | - | - | MR6 | 195x557x229 | 7.7x21.9x9 | 20 | 44 | 1505
VACON0100-3L-0013-7-FLOW+IP54 | 11 | 10 | 13.5 | 14.9 | - | - | - | - | MR6 | 195x557x229 | 7.7x21.9x9 | 20 | 44 | 1795
VACON0100-3L-0018-7-FLOW+IP54 | 15 | 15 | 18 | 19.8 | - | - | - | - | MR6 | 195x557x229 | 7.7x21.9x9 | 20 | 44 | 2197
VACON0100-3L-0022-7-FLOW+IP54 | 18,5 | 20 | 22 | 24.2 | - | - | - | - | MR6 | 195x557x229 | 7.7x21.9x9 | 20 | 44 | 2615
VACON0100-3L-0027-7-FLOW+IP54 | 22 | 25 | 27 | 29.7 | - | - | - | - | MR6 | 195x557x229 | 7.7x21.9x9 | 20 | 44 | 3071
VACON0100-3L-0034-7-FLOW+IP54 | 30 | 30 | 34 | 37.4 | - | - | - | - | MR6 | 195x557x229 | 7.7x21.9x9 | 20 | 44 | 3753
VACON0100-3L-0041-7-FLOW+IP54 | 37,5 | 40 | 41 | 45.1 | - | - | - | - | MR7 | 237x660x259 | 9.3x26x10.2 | 37.5 | 83 | 4457
VACON0100-3L-0052-7-FLOW+IP54 | 45 | 50 | 52 | 57.2 | - | - | - | - | MR7 | 237x660x259 | 9.3x26x10.2 | 37.5 | 83 | 5203
VACON0100-3L-0062-7-FLOW+IP54 | 55 | 60 | 62 | 68.2 | - | - | - | - | MR7 | 237x660x259 | 9.3x26x10.2 | 37.5 | 83 | 5967
VACON0100-3L-0080-7-FLOW+IP54 | 75 | 75 | 80 | 88 | - | - | - | - | MR8 | 290x966x343 | 11.4x38x13.5 | 66 | 145.5 | 7223
VACON0100-3L-0100-7-FLOW+IP54 | 90 | 100 | 100 | 110 | - | - | - | - | MR8 | 290x966x343 | 11.4x38x13.5 | 66 | 145.5 | 8503
VACON0100-3L-0125-7-FLOW+IP54 | 110 | 125 | 125 | 137.5 | - | - | - | - | MR8 | 290x966x343 | 11.4x38x13.5 | 66 | 145.5 | 9704
VACON0100-3L-0144-7-FLOW+IP54 | 132 | 150 | 144 | 158.4 | - | - | - | - | MR9 | 480x1150x365 | 18.9x45.3x14.4 | 108 | 238 | 10727
VACON0100-3L-0170-7-FLOW+IP54 | 160 | 150 | 170 | 187 | - | - | - | - | MR9 | 480x1150x365 | 18.9x45.3x14.4 | 108 | 238 | 12006
VACON0100-3L-0208-7-FLOW+IP54 | 200 | 200 | 208 | 228.8 | - | - | - | - | MR9 | 480x1150x365 | 18.9x45.3x14.4 | 108 | 238 | 13393
VACON 100 FLOW, 525-690V V, IP00/Open type, air-cooled wall-mounted drive, EMC Class C3, Graphical keypad
PRODUCT CODE | Low Overload Ratings |  |  |  | High Overload Ratings |  |  |  | Frame | Dimensions |  | Weight |  | LIST
| Motor Power | Motor Power | Continuous | 110% | Motor Power | Motor Power | Continuous | 150% | Size | WxHxD |  | [kg] | [lb] | PRICE
| Low Overload | Low Overload | Current | Overload | High Overload | High Overload | Current | Overload |  | [mm] | [inches] |  |  | EUR
| 690V [kW] | 600V [Hp] | IL [A] | Current [A] | 690V [kW] | 600V [Hp] | IH [A] | Current [A]
VACON0100-3L-0080-7-FLOW+IP00 | 75 | 75 | 80 | 88 | - | - | - | - | MR8 | 290x794x343 | 11.4x31.3x13.5 | 62 | 136.7 | 6031
VACON0100-3L-0100-7-FLOW+IP00 | 90 | 100 | 100 | 110 | - | - | - | - | MR8 | 290x794x343 | 11.4x31.3x13.5 | 62 | 136.7 | 7194
VACON0100-3L-0125-7-FLOW+IP00 | 110 | 125 | 125 | 137.5 | - | - | - | - | MR8 | 290x794x343 | 11.4x31.3x13.5 | 62 | 136.7 | 7845
VACON0100-3L-0144-7-FLOW+IP00 | 132 | 150 | 144 | 158.4 | - | - | - | - | MR9 | 480x840x365 | 18.9x33.1x14.4 | 97 | 213.8 | 8776
VACON0100-3L-0170-7-FLOW+IP00 | 160 | 150 | 170 | 187 | - | - | - | - | MR9 | 480x840x365 | 18.9x33.1x14.4 | 97 | 213.8 | 9939
VACON0100-3L-0208-7-FLOW+IP00 | 200 | 200 | 208 | 228.8 | - | - | - | - | MR9 | 480x840x365 | 18.9x33.1x14.4 | 97 | 213.8 | 11199
VACON0100-3L-0261-7-FLOW+IP00 | 250 | 250 | 261 | 287.1 | - | - | - | - | MR10 | 508x980x525 | 20.0x38.6x20.7 | 205 | 452 | 13229
VACON0100-3L-0325-7-FLOW+IP00 | 315 | 300 | 325 | 357.5 | - | - | - | - | MR10 | 508x980x525 | 20.0x38.6x20.7 | 205 | 452 | 15251
VACON0100-3L-0385-7-FLOW+IP00 | 355 | 400 | 385 | 423.5 | - | - | - | - | MR10 | 508x980x525 | 20.0x38.6x20.7 | 205 | 452 | 18797
VACON0100-3L-0416-7-FLOW+IP00 | 400 | 450 | 416 | 457.6 | - | - | - | - | MR10 | 508x980x525 | 20.0x38.6x20.7 | 205 | 452 | 19026
VACON0100-3L-0460-7-FLOW+IP00 | 450 | 450 | 460 | 506 | - | - | - | - | MR12 | 1016x980x525 | 40.0x38.6x20.7 | 410 | 904 | 20868
VACON0100-3L-0520-7-FLOW+IP00 | 500 | 500 | 520 | 572 | - | - | - | - | MR12 | 1016x980x525 | 40.0x38.6x20.7 | 410 | 904 | 23535
VACON0100-3L-0590-7-FLOW+IP00 | 560 | 600 | 590 | 649 | - | - | - | - | MR12 | 1016x980x525 | 40.0x38.6x20.7 | 410 | 904 | 27994
VACON0100-3L-0650-7-FLOW+IP00 | 630 | 650 | 650 | 715 | - | - | - | - | MR12 | 1016x980x525 | 40.0x38.6x20.7 | 410 | 904 | 31516
VACON0100-3L-0750-7-FLOW+IP00 | 710 | 700 | 750 | 825 | - | - | - | - | MR12 | 1016x980x525 | 40.0x38.6x20.7 | 410 | 904 | 34002
VACON0100-3L-0820-7-FLOW+IP00 | 800 | 800 | 820 | 902 | - | - | - | - | MR12 | 1016x980x525 | 40.0x38.6x20.7 | 410 | 904 | 38312
VACON 100 FLOW ED, 525-690 V, IP21/Type 1, Enclosed air-cooled drive, EMC Class C3, Graphical keypad
PRODUCT CODE | Low Overload Ratings |  |  |  | High Overload Ratings |  |  |  | Frame | Dimensions |  | Weight |  | LIST
| Motor Power | Motor Power | Continuous | 110% | Motor Power | Motor Power | Continuous | 150% | Size | WxHxD |  | [kg] | [lb] | PRICE
| Low Overload | Low Overload | Current | Overload | High Overload | High Overload | Current | Overload |  | [mm] | [inches] |  |  | EUR
| 690V [kW] | 600V [Hp] | IL [A] | Current [A] | 690V [kW] | 600V [Hp] | IH [A] | Current [A]
VACON0100-3L-0080-7-ED-FLOW | 75 | 75 | 80 | 88 | - | - | - | - | MR8 | 406x2100x600 | 16.0x82.7x23.6 | 200 | 441 | 9082
VACON0100-3L-0100-7-ED-FLOW | 90 | 100 | 100 | 110 | - | - | - | - | MR8 | 406x2100x600 | 16.0x82.7x23.6 | 200 | 441 | 10344
VACON0100-3L-0125-7-ED-FLOW | 110 | 125 | 125 | 137.5 | - | - | - | - | MR8 | 406x2100x600 | 16.0x82.7x23.6 | 200 | 441 | 11813
VACON0100-3L-0144-7-ED-FLOW | 132 | 150 | 144 | 158.4 | - | - | - | - | MR9 | 606x2100x600 | 23.9x82.7x23.6 | 270 | 595 | 12751
VACON0100-3L-0170-7-ED-FLOW | 160 | 150 | 170 | 187 | - | - | - | - | MR9 | 606x2100x600 | 23.9x82.7x23.6 | 270 | 595 | 13922
VACON0100-3L-0208-7-ED-FLOW | 200 | 200 | 208 | 228.8 | - | - | - | - | MR9 | 606x2100x600 | 23.9x82.7x23.6 | 270 | 595 | 15192
VACON0100-3L-0261-7-ED-FLOW | 250 | 250 | 261 | 287.1 | - | - | - | - | MR10 | 606x2100x600 | 23.9x82.7x23.6 | 420 | 926 | 16959
VACON0100-3L-0325-7-ED-FLOW | 315 | 300 | 325 | 357.5 | - | - | - | - | MR10 | 606x2100x600 | 23.9x82.7x23.6 | 420 | 926 | 19753
VACON0100-3L-0385-7-ED-FLOW | 355 | 400 | 385 | 423.5 | - | - | - | - | MR10 | 606x2100x600 | 23.9x82.7x23.6 | 420 | 926 | 23727
VACON0100-3L-0416-7-ED-FLOW | 400 | 450 | 416 | 457.6 | - | - | - | - | MR10 | 606x2100x600 | 23.9x82.7x23.6 | 420 | 926 | 24469
VACON0100-3L-0460-7-ED-FLOW | 450 | 450 | 460 | 506 | - | - | - | - | MR12 | 1212x2100x600 | 47.7x82.7x23.6 | 825 | 1819 | 28205
VACON0100-3L-0520-7-ED-FLOW | 500 | 500 | 520 | 572 | - | - | - | - | MR12 | 1212x2100x600 | 47.7x82.7x23.6 | 825 | 1819 | 32111
VACON0100-3L-0590-7-ED-FLOW | 560 | 600 | 590 | 649 | - | - | - | - | MR12 | 1212x2100x600 | 47.7x82.7x23.6 | 825 | 1819 | 36855
VACON0100-3L-0650-7-ED-FLOW | 630 | 650 | 650 | 715 | - | - | - | - | MR12 | 1212x2100x600 | 47.7x82.7x23.6 | 825 | 1819 | 41373
VACON0100-3L-0750-7-ED-FLOW | 710 | 700 | 750 | 825 | - | - | - | - | MR12 | 1212x2100x600 | 47.7x82.7x23.6 | 825 | 1819 | 47818
VACON0100-3L-0820-7-ED-FLOW | 800 | 800 | 820 | 902 | - | - | - | - | MR12 | 1212x2100x600 | 47.7x82.7x23.6 | 825 | 1819 | 52972
VACON 100 FLOW ED, 525-690 V, IP54/Type 12 Enclosed air-cooled drive, EMC Class C3, Graphical keypad
PRODUCT CODE | Low Overload Ratings |  |  |  | High Overload Ratings |  |  |  | Frame | Dimensions |  | Weight |  | LIST
| Motor Power | Motor Power | Continuous | 110% | Motor Power | Motor Power | Continuous | 150% | Size | WxHxD |  | [kg] | [lb] | PRICE
| Low Overload | Low Overload | Current | Overload | High Overload | High Overload | Current | Overload |  | [mm] | [inches] |  |  | EUR
| 690V [kW] | 600V [Hp] | IL [A] | Current [A] | 690V [kW] | 600V [Hp] | IH [A] | Current [A]
VACON0100-3L-0080-7-ED-FLOW+IP54 | 75 | 75 | 80 | 88 | - | - | - | - | MR8 | 406x2100x600 | 16.0x82.7x23.6 | 200 | 441 | 10172
VACON0100-3L-0100-7-ED-FLOW+IP54 | 90 | 100 | 100 | 110 | - | - | - | - | MR8 | 406x2100x600 | 16.0x82.7x23.6 | 200 | 441 | 11482
VACON0100-3L-0125-7-ED-FLOW+IP54 | 110 | 125 | 125 | 137.5 | - | - | - | - | MR8 | 406x2100x600 | 16.0x82.7x23.6 | 200 | 441 | 12995
VACON0100-3L-0144-7-ED-FLOW+IP54 | 132 | 150 | 144 | 158.4 | - | - | - | - | MR9 | 606x2100x600 | 23.9x82.7x23.6 | 270 | 595 | 13898
VACON0100-3L-0170-7-ED-FLOW+IP54 | 160 | 150 | 170 | 187 | - | - | - | - | MR9 | 606x2100x600 | 23.9x82.7x23.6 | 270 | 595 | 15036
VACON0100-3L-0208-7-ED-FLOW+IP54 | 200 | 200 | 208 | 228.8 | - | - | - | - | MR9 | 606x2100x600 | 23.9x82.7x23.6 | 270 | 595 | 16408
VACON0100-3L-0261-7-ED-FLOW+IP54 | 250 | 250 | 261 | 287.1 | - | - | - | - | MR10 | 606x2100x600 | 23.9x82.7x23.6 | 420 | 926 | 18316
VACON0100-3L-0325-7-ED-FLOW+IP54 | 315 | 300 | 325 | 357.5 | - | - | - | - | MR10 | 606x2100x600 | 23.9x82.7x23.6 | 420 | 926 | 21333
VACON0100-3L-0385-7-ED-FLOW+IP54 | 355 | 400 | 385 | 423.5 | - | - | - | - | MR10 | 606x2100x600 | 23.9x82.7x23.6 | 420 | 926 | 25625
VACON0100-3L-0416-7-ED-FLOW+IP54 | 400 | 450 | 416 | 457.6 | - | - | - | - | MR10 | 606x2100x600 | 23.9x82.7x23.6 | 420 | 926 | 26427
VACON0100-3L-0460-7-ED-FLOW+IP54 | 450 | 450 | 460 | 506 | - | - | - | - | MR12 | 1212x2100x600 | 47.7x82.7x23.6 | 825 | 1819 | 30461
VACON0100-3L-0520-7-ED-FLOW+IP54 | 500 | 500 | 520 | 572 | - | - | - | - | MR12 | 1212x2100x600 | 47.7x82.7x23.6 | 825 | 1819 | 34680
VACON0100-3L-0590-7-ED-FLOW+IP54 | 560 | 600 | 590 | 649 | - | - | - | - | MR12 | 1212x2100x600 | 47.7x82.7x23.6 | 825 | 1819 | 39803
VACON0100-3L-0650-7-ED-FLOW+IP54 | 630 | 650 | 650 | 715 | - | - | - | - | MR12 | 1212x2100x600 | 47.7x82.7x23.6 | 825 | 1819 | 44683
VACON0100-3L-0750-7-ED-FLOW+IP54 | 710 | 700 | 750 | 825 | - | - | - | - | MR12 | 1212x2100x600 | 47.7x82.7x23.6 | 825 | 1819 | 51644
VACON0100-3L-0820-7-ED-FLOW+IP54 | 800 | 800 | 820 | 902 | - | - | - | - | MR12 | 1212x2100x600 | 47.7x82.7x23.6 | 825 | 1819 | 57210

## VACON 100 X
VACON 100 X | [14 empty] | Level 1
Delivered from Merano
VACON 100 X, 208-230 V, IP66/Type 4X, air-cooled wall/motor-mounted drive, EMC Class C2, No keypad
PRODUCT CODE |  | Low Overload Ratings |  |  |  | High Overload Ratings |  |  |  | Frame | Dimensions |  | Weight |  | LIST
|  | Motor Power | Motor Power | Continuous | 110% | Motor Power | Motor Power | Continuous | 150% | Size | WxHxD |  | [kg] | [lb] | PRICE
|  | Low Overload | Low Overload | Current | Overload | High Overload | High Overload | Current | Overload |  | [mm] | [inches] |  |  | EUR
|  | 230V [kW] | 230V [Hp] | IL [A] | Current [A] | 230V [kW] | 230V [Hp] | IH [A] | Current [A]
VACON0100-3L-0006-2-X |  | - | - | - | - | 1,1 | 1.5 | 6.6 | 9.9 | MM4 | 191x316x197 | 7.52x12.44x7.76 | 8.8 | 19.4 | 1700
VACON0100-3L-0008-2-X |  | - | - | - | - | 1.5 | 2 | 8 | 12 | MM4 | 191x316x197 | 7.52x12.44x7.76 | 8.8 | 19.4 | 1863
VACON0100-3L-0011-2-X |  | - | - | - | - | 2.2 | 3 | 11 | 16.5 | MM4 | 191x316x197 | 7.52x12.44x7.76 | 8.8 | 19.4 | 2080
VACON0100-3L-0012-2-X |  | - | - | - | - | 3 | 4 | 12.5 | 18.8 | MM4 | 191x316x197 | 7.52x12.44x7.76 | 8.8 | 19.4 | 2344
VACON0100-3L-0018-2-X |  | - | - | - | - | 4 | 5 | 18 | 27 | MM5 | 233x367x214 | 9.17x14.45x8.42 | 14.9 | 32.9 | 2789
VACON0100-3L-0024-2-X |  | - | - | - | - | 5.5 | 7.5 | 24.2 | 36.3 | MM5 | 233x367x214 | 9.17x14.45x8.42 | 14.9 | 32.9 | 3395
VACON0100-3L-0031-2-X |  | - | - | - | - | 7.5 | 10 | 31 | 46.5 | MM5 | 233x367x214 | 9.17x14.45x8.42 | 14.9 | 32.9 | 4072
VACON0100-3L-0048-2-X |  | - | - | - | - | 11 | 15 | 48 | 72 | MM6 | 350x500x236 | 13.78x19.69x9.29 | 31.5 | 69.5 | 5496
VACON0100-3L-0062-2-X |  | - | - | - | - | 15 | 20 | 62 | 93 | MM6 | 350x500x236 | 13.78x19.69x9.29 | 31.5 | 69.5 | 6448
VACON 100 X, 380-480 V, IP66/Type 4X, air-cooled wall/motor-mounted drive, EMC Class C2, No keypad
PRODUCT CODE |  | Low Overload Ratings |  |  |  | High Overload Ratings |  |  |  | Frame | Dimensions |  | Weight |  | LIST
|  | Motor Power | Motor Power | Continuous | 110% | Motor Power | Motor Power | Continuous | 150% | Size | WxHxD |  | [kg] | [lb] | PRICE
|  | Low Overload | Low Overload | Current | Overload | High Overload | High Overload | Current | Overload |  | [mm] | [inches] |  |  | EUR
|  | 400V [kW] | 480V [Hp] | IL [A] | Current [A] | 400V [kW] | 480V [Hp] | IH [A] | Current [A]
VACON0100-3L-0003-4-X |  | - | - | - | - | 1,1 | 1.5 | 3.4 | 5.1 | MM4 | 191x316x197 | 7.52x12.44x7.76 | 8.8 | 19.4 | 1455
VACON0100-3L-0004-4-X |  | - | - | - | - | 1,5 | 2 | 4.8 | 7.2 | MM4 | 191x316x197 | 7.52x12.44x7.76 | 8.8 | 19.4 | 1577
VACON0100-3L-0005-4-X |  | - | - | - | - | 2,2 | 3 | 5.6 | 8.4 | MM4 | 191x316x197 | 7.52x12.44x7.76 | 8.8 | 19.4 | 1700
VACON0100-3L-0008-4-X |  | - | - | - | - | 3 | 5 | 8 | 12 | MM4 | 191x316x197 | 7.52x12.44x7.76 | 8.8 | 19.4 | 1863
VACON0100-3L-0009-4-X |  | - | - | - | - | 4 | 5 | 9.6 | 14 | MM4 | 191x316x197 | 7.52x12.44x7.76 | 8.8 | 19.4 | 2080
VACON0100-3L-0012-4-X |  | - | - | - | - | 5,5 | 7.5 | 12 | 18 | MM4 | 191x316x197 | 7.52x12.44x7.76 | 8.8 | 19.4 | 2344
VACON0100-3L-0016-4-X |  | - | - | - | - | 7,5 | 10 | 16 | 24 | MM5 | 233x367x214 | 9.17x14.45x8.42 | 14.9 | 32.9 | 2789
VACON0100-3L-0023-4-X |  | - | - | - | - | 11 | 15 | 23 | 34 | MM5 | 233x367x214 | 9.17x14.45x8.42 | 14.9 | 32.9 | 3395
VACON0100-3L-0031-4-X |  | - | - | - | - | 15 | 20 | 31 | 46 | MM5 | 233x367x214 | 9.17x14.45x8.42 | 14.9 | 32.9 | 4072
VACON0100-3L-0038-4-X |  | - | - | - | - | 18,5 | 25 | 38 | 57 | MM6 | 350x500x236 | 13.78x19.69x9.29 | 31.5 | 69.5 | 4794
VACON0100-3L-0046-4-X |  | - | - | - | - | 22 | 30 | 46 | 69 | MM6 | 350x500x236 | 13.78x19.69x9.29 | 31.5 | 69.5 | 5496
VACON0100-3L-0061-4-X |  | - | - | - | - | 30 | 40 | 61 | 91 | MM6 | 350x500x236 | 13.78x19.69x9.29 | 31.5 | 69.5 | 6448
VACON0100-3L-0072-4-X |  | - | - | - | - | 37* | 50* | 72* | 80 | MM6 | 350x500x236 | 13.78x19.69x9.29 | 31.5 | 69.5 | 7423
VACON 100 X, 380-500 V, IP66/Type 4X, air-cooled wall/motor-mounted drive, EMC Class C2, No keypad
PRODUCT CODE |  | Low Overload Ratings |  |  |  | High Overload Ratings |  |  |  | Frame | Dimensions |  | Weight |  | LIST
|  | Motor Power | Motor Power | Continuous | 110% | Motor Power | Motor Power | Continuous | 150% | Size | WxHxD |  | [kg] | [lb] | PRICE
|  | Low Overload | Low Overload | Current | Overload | High Overload | High Overload | Current | Overload |  | [mm] | [inches] |  |  | EUR
|  | 400V [kW] | 480V [Hp] | IL [A] | Current [A] | 400V [kW] | 480V [Hp] | IH [A] | Current [A]
VACON0100-3L-0003-5-X |  | - | - | - | - | 1,1 | 1.5 | 3.4 | 5.1 | MM4 | 191x316x197 | 7.52x12.44x7.76 | 8.8 | 19.4 | 1455
VACON0100-3L-0004-5-X |  | - | - | - | - | 1,5 | 2 | 4.8 | 7.2 | MM4 | 191x316x197 | 7.52x12.44x7.76 | 8.8 | 19.4 | 1577
VACON0100-3L-0005-5-X |  | - | - | - | - | 2,2 | 3 | 5.6 | 8.4 | MM4 | 191x316x197 | 7.52x12.44x7.76 | 8.8 | 19.4 | 1700
VACON0100-3L-0008-5-X |  | - | - | - | - | 3 | 5 | 8 | 12 | MM4 | 191x316x197 | 7.52x12.44x7.76 | 8.8 | 19.4 | 1863
VACON0100-3L-0009-5-X |  | - | - | - | - | 4 | 5 | 9.6 | 14 | MM4 | 191x316x197 | 7.52x12.44x7.76 | 8.8 | 19.4 | 2080
VACON0100-3L-0012-5-X |  | - | - | - | - | 5,5 | 7.5 | 12 | 18 | MM4 | 191x316x197 | 7.52x12.44x7.76 | 8.8 | 19.4 | 2344
VACON0100-3L-0016-5-X |  | - | - | - | - | 7,5 | 10 | 16 | 24 | MM5 | 233x367x214 | 9.17x14.45x8.42 | 14.9 | 32.9 | 2789
VACON0100-3L-0023-5-X |  | - | - | - | - | 11 | 15 | 23 | 34 | MM5 | 233x367x214 | 9.17x14.45x8.42 | 14.9 | 32.9 | 3395
VACON0100-3L-0031-5-X |  | - | - | - | - | 15 | 20 | 31 | 46 | MM5 | 233x367x214 | 9.17x14.45x8.42 | 14.9 | 32.9 | 4072
VACON0100-3L-0038-5-X |  | - | - | - | - | 18,5 | 25 | 38 | 57 | MM6 | 350x500x236 | 13.78x19.69x9.29 | 31.5 | 69.5 | 4794
VACON0100-3L-0046-5-X |  | - | - | - | - | 22 | 30 | 46 | 69 | MM6 | 350x500x236 | 13.78x19.69x9.29 | 31.5 | 69.5 | 5496
VACON0100-3L-0061-5-X |  | - | - | - | - | 30 | 40 | 61 | 91 | MM6 | 350x500x236 | 13.78x19.69x9.29 | 31.5 | 69.5 | 6448
VACON0100-3L-0072-5-X |  | - | - | - | - | 37* | 50* | 72* | 80 | MM6 | 350x500x236 | 13.78x19.69x9.29 | 31.5 | 69.5 | 7423
Graphical keypad (NOTE! Use the same ratio as for the drive)
PRODUCT CODE | Description | [6 empty] | Suitability | [6 empty] | LIST
PRICE
EUR
+HMGR | Graphical keypad for MM4 | [6 empty] | VACON 100 X MM4 | [6 empty] | 319
+HMGR | Graphical keypad for MM5 | [6 empty] | VACON 100 X MM5 | [6 empty] | 319
+HMGR | Graphical keypad for MM6 | [6 empty] | VACON 100 X MM6 | [6 empty] | 319
Real Time Clock battery (NOTE! Use the same ratio as for the drive)
PRODUCT CODE | Description | [6 empty] | Suitability | [6 empty] | LIST
PRICE
EUR
+SRBT | Real Time Clock battery for MM4 | [6 empty] | VACON 100 X MM4 | [6 empty] | 38
+SRBT | Real Time Clock battery for MM5 | [6 empty] | VACON 100 X MM5 | [6 empty] | 38
+SRBT | Real Time Clock battery for MM6 | [6 empty] | VACON 100 X MM6 | [6 empty] | 38
Sotware options (NOTE! Use the same ratio as for the drive)
PRODUCT CODE | Description | [6 empty] | Suitability | [6 empty] | LIST
PRICE
EUR
+FBIE | Industrial Ethernet Protocols: Profinet IO&Ethernet/IP (software option onboard) for MM4 * | [6 empty] | VACON 100 X MM4 | [6 empty] | 60
+FBIE | Industrial Ethernet Protocols: Profinet IO&Ethernet/IP (software option onboard) for MM5 * | [6 empty] | VACON 100 X MM5 | [6 empty] | 60
+FBIE | Industrial Ethernet Protocols: Profinet IO&Ethernet/IP (software option onboard) for MM6 * | [6 empty] | VACON 100 X MM6 | [6 empty] | 60
Region code (NOTE! Use the same ratio as for the drive)
PRODUCT CODE | Description | [6 empty] | Suitability | [6 empty] | LIST
PRICE
EUR
-R02 | North America, 480V/60Hz defaults & US units, includes +HMGR, +FBIE and +QGLC * | [6 empty] | VACON 100 X MM4 | [6 empty] | 379
-R02 | North America, 480V/60Hz defaults & US units, includes +HMGR, +FBIE and +QGLC * | [6 empty] | VACON 100 X MM5 | [6 empty] | 379
-R02 | North America, 480V/60Hz defaults & US units, includes +HMGR, +FBIE and +QGLC * | [6 empty] | VACON 100 X MM6 | [6 empty] | 379
Marine Option
PRODUCT CODE | Description | [6 empty] | Suitability | [6 empty] | LIST
PRICE
EUR
+EMAR | Marine option | [6 empty] | VACON 100 X MM4 | [6 empty] | 71
+EMAR | Marine option | [6 empty] | VACON 100 X MM5 | [6 empty] | 71
+EMAR | Marine option | [6 empty] | VACON 100 X MM6 | [6 empty] | 71
Solar pump application
PRODUCT CODE | Description | [6 empty] | Suitability | [6 empty] | LIST
PRICE
EUR
+A1181 | Solar pump application * | [6 empty] | VACON 100 X MM4 | [6 empty] | 58
+A1181 | Solar pump application * | [6 empty] | VACON 100 X MM5 | [6 empty] | 58
+A1181 | Solar pump application * | [6 empty] | VACON 100 X MM6 | [6 empty] | 58
Warranty Time
PRODUCT CODE | Description | [6 empty] | Suitability
WSC-WARR+WT02 | Extended warranty: 18 months from commissioning or 24 months from delivery* | [6 empty] | VACON 100 X
WSC-WARR+WT03 | Extended warranty: 24 months from commissioning or 30 months from delivery* | [6 empty] | VACON 100 X
WSC-WARR+WT04 | Extended warranty: 24 months from commissioning or 36 months from delivery* | [6 empty] | VACON 100 X

## VACON 100 +Options
VACON 100 +Options
Keypads
PRODUCT CODE | Description | Suitability | For 100 | For 100
|  |  | FLOW | Industrial
|  |  | EUR | EUR
+HMPA | Panel adapter, IP54 (dummy keypad) | VACON 100 INDUSTRIAL / FLOW | -32 | -63
+HMTX | Text keypad | VACON 100 INDUSTRIAL / FLOW | -29 | -57
I/O boards B -slot compatible
PRODUCT CODE | Description | Suitability | For 100 | For 100
|  |  | FLOW | Industrial
|  |  | EUR | EUR
+SBF4 | Change from 3xRO to 2xRO + thermistor | VACON 100 INDUSTRIAL / FLOW | 15 | 31
I/O boards D- and E -slot compatible (VACON 100 and VACON 100 FLOW also C-slot)
PRODUCT CODE | Description | Suitability | For 100 | For 100
|  |  | FLOW | Industrial
|  |  | EUR | EUR
+S_B1 | 6 x DI / DO, programmable | VACON 100 INDUSTRIAL / FLOW | 73 | 146
+S_B2 | 2 x RO + Thermistor | VACON 100 INDUSTRIAL / FLOW | 66 | 131
+S_B4 | 1 x AI, 2 x AO (isolated) | VACON 100 INDUSTRIAL / FLOW | 101 | 201
+S_B5 | 3 x RO | VACON 100 INDUSTRIAL / FLOW | 62 | 122
+S_B9 | 1 x RO, 5 x DI (42-240VAC) | VACON 100 INDUSTRIAL / FLOW | 107 | 212
+S_BF | 1 x AO, 1 x DO, 1 x RO | VACON 100 INDUSTRIAL / FLOW | 98 | 194
+S_BH | 3 x Temp sensor inputs (PT100, PT1000, KTY84-130, KTY84-150, KTY84-131, NI1000) | VACON 100 INDUSTRIAL / FLOW | 73 | 144
Fieldbus boards D- and E -slot compatible
PRODUCT CODE | Description | Suitability | For 100 | For 100
|  |  | FLOW | Industrial
|  |  | EUR | EUR
+S_C4 | LonWorks | VACON 100 INDUSTRIAL / FLOW | 177 | 352
+S_E3 | Profibus DPV1 | VACON 100 INDUSTRIAL / FLOW | 104 | 205
+S_E5 | Profibus DPV1 (D9) | VACON 100 INDUSTRIAL / FLOW | 110 | 219
+S_E6 | CANopen | VACON 100 INDUSTRIAL / FLOW | 116 | 230
+S_E7 | DeviceNet | VACON 100 INDUSTRIAL / FLOW | 97 | 193
+S_E9 | 2-Port Ethernet option (Modbus TCP/UDP, PROFINET, EtherNet/IP, RSTP, MRP) | VACON 100 INDUSTRIAL / FLOW | 160 | 317
+S_EC | EtherCAT field bus | VACON 100 INDUSTRIAL / FLOW | 184 | 364
Safe Torque Off / ATEX (only E -slot)
PRODUCT CODE | Description | Suitability | For 100 | For 100
|  |  | FLOW | Industrial
|  |  | EUR | EUR
+S_BJ | Safe Torque Off/ATEX (slot E) | VACON 100 INDUSTRIAL / FLOW | 41 | 82
Software options
PRODUCT CODE | Description | Suitability | For 100 | For 100
|  |  | FLOW | Industrial
|  |  | EUR | EUR
+FBIE | Industrial Ethernet Protocols: Profinet IO & Ethernet/IP (software option onboard) | VACON 100 INDUSTRIAL / FLOW | 20 | 39
EMC-level
PRODUCT CODE | Description | Suitability | For 100 | For 100
|  |  | FLOW | Industrial
|  |  | EUR | EUR
+EMC4 | Change to EMC -level C4 for IT networks | VACON 100 INDUSTRIAL / FLOW | 0 | 0
Brake Chopper
PRODUCT CODE | Description | Suitability | For 100 | For 100
|  |  | FLOW | Industrial
|  |  | EUR | EUR
+DBIN | Internal integrated dynamic braking MR07 | VACON 100 INDUSTRIAL | 135 | 267
+DBIN | Internal integrated dynamic braking MR08 | VACON 100 INDUSTRIAL | 209 | 414
+DBIN | Internal integrated dynamic braking MR09 | VACON 100 INDUSTRIAL | 524 | 1040
Other
PRODUCT CODE | Description | Suitability | For 100 | For 100
|  |  | FLOW | Industrial
|  |  | EUR | EUR
+SRBT | Real Time Clock battery | VACON 100 INDUSTRIAL / FLOW | 12 | 25
+QFLG | Change to Flange Mounting MR4 / MR5 / MR6 | VACON 100 INDUSTRIAL / FLOW | 61 | 122
+QFLG | Change to Flange Mounting MR7 | VACON 100 INDUSTRIAL / FLOW | 72 | 142
+QFLG | Change to Flange Mounting MR8 / MR9 for IP00 modules | VACON 100 INDUSTRIAL / FLOW with +IP00 | 72 | 142
+QGLC | Conduit plate with inch holes to replace metric holes, MR4-9 | VACON 100 INDUSTRIAL / FLOW (not with +IP00) | 0 | 0
+QDSS | Drive Supply Switch for MR4 | VACON 100 INDUSTRIAL / FLOW | 110 | 219
+QDSS | Drive Supply Switch for MR5 | VACON 100 INDUSTRIAL / FLOW | 151 | 299
+QDSS | Drive Supply Switch for MR6 | VACON 100 INDUSTRIAL / FLOW | 183 | 364
+QDSS | Drive Supply Switch for MR7 | VACON 100 INDUSTRIAL / FLOW | 212 | 420
VACON 100 IP00 Module Options
PRODUCT CODE | Description | Suitability | For 100 | For 100
|  |  | FLOW | Industrial
|  |  | EUR | EUR
+PCTB | External power connection block. Loose option | VACON 100 INDUSTRIAL / FLOW, MR10 | 245 | 487
+PCTB | External power connection block. Loose option | VACON 100 INDUSTRIAL / FLOW, MR12 | 491 | 974
+DBIN* | Brake chopper, integrated into the options module | VACON 100 INDUSTRIAL / FLOW, MR10 | 1117 | 2216
+DBIN* | Brake chopper, integrated into the options module | VACON 100 INDUSTRIAL / FLOW, MR12 | 2233 | 4432
+POCM* | Common mode filter, integrated into the options module | VACON 100 INDUSTRIAL / FLOW, MR10 | 1369 | 2716
+POCM* | Common mode filter, integrated into the options module | VACON 100 INDUSTRIAL / FLOW, MR12 | 2738 | 5432
+PODU* | Du/dt filter, integrated into the options module | VACON 100 INDUSTRIAL / FLOW, MR10 | 1762 | 3497
+PODU* | Du/dt filter, integrated into the options module | VACON 100 INDUSTRIAL / FLOW, MR12 | 3525 | 6993
(+QEPO) | Options module. Automatically included with +DBIN, +POCM, +PODU | VACON 100 INDUSTRIAL / FLOW, MR10 | 820 | 1627
(+QEPO) | Options module. Automatically included with +DBIN, +POCM, +PODU | VACON 100 INDUSTRIAL / FLOW, MR12 | 1640 | 3255
* +QEPO will be added internally to the product and price. Price is added only once when multiple options are selected
Warranty Time
PRODUCT CODE | Description | Suitability | LIST
PRICE
EUR
+WT02 | Extended warranty: 18 months from commissioning or 24 months from delivery* | VACON 100 INDUSTRIAL / FLOW | 2%
+WT03 | Extended warranty: 24 months from commissioning or 30 months from delivery* | VACON 100 INDUSTRIAL / FLOW | 3%
+WT04 | Extended warranty: 24 months from commissioning or 36 months from delivery* | VACON 100 INDUSTRIAL / FLOW | 3.5%
+WT05 | Extended warranty: 30 months from commissioning or 36 months from delivery* | VACON 100 INDUSTRIAL / FLOW | 4.5%
+WT06 ** | Extended warranty: 30 months from commissioning or 42 months from delivery* | VACON 100 INDUSTRIAL / FLOW | 5.5%
+WT07 ** | Extended warranty: 36 months from commissioning or 42 months from delivery* | VACON 100 INDUSTRIAL / FLOW | 6%
+WT08 ** | Extended warranty: 36 months from commissioning or 48 months from delivery* | VACON 100 INDUSTRIAL / FLOW | 7.5%
+WT09 ** | Extended warranty: 42 months from commissioning or 48 months from delivery* | VACON 100 INDUSTRIAL / FLOW | 8.5%
+WT10 ** | Extended warranty: 42 months from commissioning or 54 months from delivery* | VACON 100 INDUSTRIAL / FLOW | 10%
+WT11 ** | Extended warranty: 48 months from commissioning or 54 months from delivery* | VACON 100 INDUSTRIAL / FLOW | 11%
+WT12 ** | Extended warranty: 48 months from commissioning or 60 months from delivery* | VACON 100 INDUSTRIAL / FLOW | 13%
+WT13 ** | Extended warranty: 54 months from commissioning or 60 months from delivery* | VACON 100 INDUSTRIAL / FLOW | 14.5%
Gross price of the extended warranty time is calculated from the gross price of the drive including options!
Special conditions apply for extended warranty, please refer to "Vacon Factory Extended Warranty policy"
*Whichever comes first
**EXTENDED WARRANTY LONGER THAN 36 MONTHS REQUIRES REGION MANAGEMENT'S APPROVAL
0
0
0
Seaworthy Packaging
PRODUCT CODE | Description | Suitability | For 100 | For 100
|  |  | FLOW | Industrial
|  |  | EUR | EUR
+GSSE | Sea container shipping package (with basic options and +QDSS / +QFLG) for MR4-6 | VACON 100 INDUSTRIAL / FLOW | 22 | 43
+GSSE | Sea container shipping package (with basic options and +QDSS / +QFLG) for MR7 | VACON 100 INDUSTRIAL / FLOW | 38 | 76
+GSSE | Sea container shipping package (+IP00 / +IP21 / +IP54 and +QFLG) for MR8 | VACON 100 INDUSTRIAL / FLOW | 38 | 76
+GSSE | Sea container shipping package (+IP00 / +IP21 / +IP54 and +QFLG) for MR9 | VACON 100 INDUSTRIAL / FLOW | 169 | 336
+GSSE | Sea container shipping package (+IP00 with options) for MR10 | VACON 100 INDUSTRIAL / FLOW | 186 | 370
+GSSE | Sea container shipping package (+IP00 with options) for MR12 | VACON 100 INDUSTRIAL / FLOW | 335 | 665
+GSSE | Sea container shipping package MR8 enclosed | VACON 100 INDUSTRIAL / FLOW | 169 | 336
+GSSE | Sea container shipping package MR9 enclosed | VACON 100 INDUSTRIAL / FLOW | 186 | 370
+GSSE | Sea container shipping package MR10 enclosed | VACON 100 INDUSTRIAL / FLOW | 238 | 472
+GSSE | Sea container shipping package MR12 enclosed | VACON 100 INDUSTRIAL / FLOW | 373 | 739
Marine Option
PRODUCT CODE | Description | Suitability | For 100 | For 100
|  |  | FLOW | Industrial
|  |  | EUR | EUR
+EMAR | Marine option for MR4-MR7. Requires +IP54 | VACON 100 INDUSTRIAL / FLOW | 73 | 146
+EMAR | Marine option for MR8 (wall-mounted). Requires +IP54 | VACON 100 INDUSTRIAL / FLOW | 352 | 699
+EMAR | Marine option for MR9 (wall-mounted). Requires +IP54 | VACON 100 INDUSTRIAL / FLOW | 426 | 845

## VACON 100 ED +Options
VACON 100 ED +Options
VACON 100 Enclosed Drive Options, North American version
PRODUCT CODE | Description | Suitability | For 100 | For 100
|  |  | FLOW | Industrial
|  |  | EUR | EUR
-R02 | North American version with UL approval (+GAUL). Includes +CHPH | VACON 100 INDUSTRIAL ED / FLOW ED, MR8 | 912 | 1809
-R02 | North American version with UL approval (+GAUL). Includes +CHPH | VACON 100 INDUSTRIAL ED / FLOW ED, MR9 | 1037 | 2058
-R02 | North American version with UL approval (+GAUL). Includes +CHPH | VACON 100 INDUSTRIAL ED / FLOW ED, MR10 | 1288 | 2556
-R02 | North American version with UL approval (+GAUL). Includes +CHPH | VACON 100 INDUSTRIAL ED / FLOW ED, MR12 | 2577 | 5113
VACON 100 Enclosed Drive Options, Cabinet power supply for accessories
PRODUCT CODE | Description | Suitability | For 100 | For 100
|  |  | FLOW | Industrial
|  |  | EUR | EUR
+CAPT | Auxiliary voltage transformer. Excludes +CAPU | VACON 100 INDUSTRIAL ED / FLOW ED | 376 | 745
+CAPD | 24 VDC power supply. Requires +CAPU or +CAPT | VACON 100 INDUSTRIAL ED / FLOW ED | 164 | 325
+CAPS | AC customer socket. Requires +CAPU or +CAPT | VACON 100 INDUSTRIAL ED / FLOW ED | 200 | 397
VACON 100 Enclosed Drive Options, Control terminals
PRODUCT CODE | Description | Suitability | For 100 | For 100
|  |  | FLOW | Industrial
|  |  | EUR | EUR
+CAPU | Auxiliary AC supply terminals. Excludes +CAPT | VACON 100 INDUSTRIAL ED / FLOW ED | 171 | 340
+CTID | Extended I/O terminals | VACON 100 INDUSTRIAL ED / FLOW ED | 200 | 397
VACON 100 Enclosed Drive Options, Auxiliary Equipment
PRODUCT CODE | Description | Suitability | For 100 | For 100
|  |  | FLOW | Industrial
|  |  | EUR | EUR
+CAMH | Motor heater control. Requires +CAPU and +CAPD | VACON 100 INDUSTRIAL ED / FLOW ED | 240 | 476
+CACH | Cabinet heater. Requires +CAPU and +CAPD | VACON 100 INDUSTRIAL ED / FLOW ED, MR8 | 320 | 634
+CACH | Cabinet heater. Requires +CAPU and +CAPD | VACON 100 INDUSTRIAL ED / FLOW ED, MR9 | 320 | 634
+CACH | Cabinet heater. Requires +CAPU and +CAPD | VACON 100 INDUSTRIAL ED / FLOW ED, MR10 | 320 | 634
+CACH | Cabinet heater. Requires +CAPU and +CAPD | VACON 100 INDUSTRIAL ED / FLOW ED, MR12 | 537 | 1066
+CACL | Cabinet light. Requires +CAPU or +CAPT | VACON 100 INDUSTRIAL ED / FLOW ED | 191 | 379
VACON 100 Enclosed Drive Options, Door-mounted options
PRODUCT CODE | Description | Suitability | For 100 | For 100
|  |  | FLOW | Industrial
|  |  | EUR | EUR
+CDLP | Signal lights and reset button. Requires +CAPD and either +CAPU or +CAPT | VACON 100 INDUSTRIAL ED / FLOW ED | 359 | 713
VACON 100 Enclosed Drive Options, Protection devices
PRODUCT CODE | Description | Suitability | For 100 | For 100
|  |  | FLOW | Industrial
|  |  | EUR | EUR
+CPS0 | STO with emergency stop push button on door. Requires +S_BJ, +CAPD and either +CAPU or +CAPT | VACON 100 INDUSTRIAL ED / FLOW ED | 327 | 650
+CPS1 | SS1 with emergency stop push button on door. Requires +S_BJ, +CAPD and either +CAPU or +CAPT | VACON 100 INDUSTRIAL ED / FLOW ED | 864 | 1715
+CPSB | Emergency switch off. Requires +CICO and either +CAPU or +CAPT | VACON 100 INDUSTRIAL ED / FLOW ED, MR8 | 206 | 408
+CPSB | Emergency switch off. Requires +CICO and either +CAPU or +CAPT | VACON 100 INDUSTRIAL ED / FLOW ED, MR9 | 206 | 408
+CPSB | Emergency switch off. Requires +CICO and either +CAPU or +CAPT | VACON 100 INDUSTRIAL ED / FLOW ED, MR10 | 206 | 408
+CPSB | Emergency switch off. Requires +CICO and either +CAPU or +CAPT | VACON 100 INDUSTRIAL ED / FLOW ED, MR12 | 206 | 408
+CPIF | Insulation monitoring. Requires +CAPD and either +CAPU or +CAPT | VACON 100 INDUSTRIAL ED / FLOW ED | 3479 | 6904
VACON 100 Enclosed Drive Options, Input devices
PRODUCT CODE | Description | Suitability | For 100 | For 100
|  |  | FLOW | Industrial
|  |  | EUR | EUR
+CIFD | AC fuses and fuse switch | VACON 100 INDUSTRIAL ED / FLOW ED, MR8 | 608 | 1207
+CIFD | AC fuses and fuse switch | VACON 100 INDUSTRIAL ED / FLOW ED, MR9 | 608 | 1207
+CIFD | AC fuses and fuse switch | VACON 100 INDUSTRIAL ED / FLOW ED, MR10 | 615 | 1220
+CIFD | AC fuses and fuse switch | VACON 100 INDUSTRIAL ED / FLOW ED, MR12 | 1230 | 2440
+CICO* | Input contactor. Requires +CIFD and either +CAPU or +CAPT | VACON 100 INDUSTRIAL ED / FLOW ED, MR8 | 567 | 1125
+CICO* | Input contactor. Requires +CIFD and either +CAPU or +CAPT | VACON 100 INDUSTRIAL ED / FLOW ED, MR9 | 567 | 1125
+CICO* | Input contactor. Requires +CIFD and either +CAPU or +CAPT | VACON 100 INDUSTRIAL ED/FLOW ED, MR10 up to 385A | 1063 | 2110
+CICO* | Input contactor. Requires +CIFD and either +CAPU or +CAPT | VACON 100 INDUSTRIAL ED/FLOW ED, MR10 over 385A | 3710 | 7362
+CICO* | Input contactor. Requires +CIFD and either +CAPU or +CAPT | VACON 100 INDUSTRIAL ED/FLOW ED, MR12 up to 730A | 2127 | 4220
+CICO* | Input contactor. Requires +CIFD and either +CAPU or +CAPT | VACON 100 INDUSTRIAL ED/FLOW ED, MR12 over 730A | 5869 | 11645
* Not available for R02 variant (North America)
VACON 100 Enclosed Drive Options, Dynamic braking
PRODUCT CODE | Description | Suitability | LIST | For 100
|  |  | PRICE | Industrial
|  |  | EUR | EUR
+DBIN | Brake chopper | VACON 100 INDUSTRIAL ED, MR8 |  | 414
+DBIN | Brake chopper | VACON 100 INDUSTRIAL ED, MR9 |  | 1040
+DBIN | Brake chopper | VACON 100 INDUSTRIAL ED, MR10 |  | 2216
+DBIN | Brake chopper | VACON 100 INDUSTRIAL ED, MR12 |  | 4432
VACON 100 Enclosed Drive Options, Output filters
PRODUCT CODE | Description | Suitability | For 100 | For 100
|  |  | FLOW | Industrial
|  |  | EUR | EUR
+POCM | Common mode filter | VACON 100 INDUSTRIAL ED / FLOW ED, MR8 | 998 | 1980
+POCM | Common mode filter | VACON 100 INDUSTRIAL ED / FLOW ED, MR9 | 1086 | 2154
+POCM | Common mode filter | VACON 100 INDUSTRIAL ED / FLOW ED, MR10 | 1186 | 2353
+POCM | Common mode filter | VACON 100 INDUSTRIAL ED / FLOW ED, MR12 | 2361 | 4686
+PODU | Du/dt filter | VACON 100 INDUSTRIAL ED / FLOW ED, MR8 | 1188 | 2356
+PODU | Du/dt filter | VACON 100 INDUSTRIAL ED / FLOW ED, MR9 | 1459 | 2894
+PODU | Du/dt filter | VACON 100 INDUSTRIAL ED / FLOW ED, MR10 | 2582 | 5124
+PODU | Du/dt filter | VACON 100 INDUSTRIAL ED / FLOW ED, MR12 | 5165 | 10248
+COSI | Sine filter | VACON 100 INDUSTRIAL ED / FLOW ED, MR8 | 5827 | 11561
+COSI | Sine filter | VACON 100 INDUSTRIAL ED / FLOW ED, MR9 | 6613 | 13122
+COSI | Sine filter | VACON 100 INDUSTRIAL ED / FLOW ED, MR10 | 7588 | 15056
+COSI | Sine filter | VACON 100 INDUSTRIAL ED / FLOW ED, MR12 | 15176 | 30112
VACON 100 Enclosed Drive Options, Cabling options
PRODUCT CODE | Description | Suitability | For 100 | For 100
|  |  | FLOW | Industrial
|  |  | EUR | EUR
+CHIT | Input cabling from top | VACON 100 INDUSTRIAL ED / FLOW ED, MR8 | 1621 | 3216
+CHIT | Input cabling from top | VACON 100 INDUSTRIAL ED / FLOW ED, MR9 | 1778 | 3527
+CHIT | Input cabling from top | VACON 100 INDUSTRIAL ED/FLOW ED, MR10 up to 385A | 1778 | 3527
+CHIT | Input cabling from top | VACON 100 INDUSTRIAL ED/FLOW ED, MR10 over 385A | 2442 | 4846
+CHIT | Input cabling from top | VACON 100 INDUSTRIAL ED/FLOW ED, MR12 | 3656 | 7255
+CHOT | Output cabling from top | VACON 100 INDUSTRIAL ED/FLOW ED, MR8 | 1621 | 3216
+CHOT | Output cabling from top | VACON 100 INDUSTRIAL ED/FLOW ED, MR9 | 1778 | 3527
+CHOT | Output cabling from top | VACON 100 INDUSTRIAL ED/FLOW ED, MR10 up to 385A | 1778 | 3527
+CHOT | Output cabling from top | VACON 100 INDUSTRIAL ED/FLOW ED, MR10 over 385A | 2442 | 4846
+CHOT | Output cabling from top | VACON 100 INDUSTRIAL ED/FLOW ED, MR12 | 3656 | 7255
+CHCT | Cabling from top | VACON 100 INDUSTRIAL ED/FLOW ED, MR8 | 1621 | 3216
+CHCT | Cabling from top | VACON 100 INDUSTRIAL ED/FLOW ED, MR9 | 1778 | 3527
+CHCT | Cabling from top | VACON 100 INDUSTRIAL ED/FLOW ED, MR10 up to 385A | 1778 | 3527
+CHCT | Cabling from top | VACON 100 INDUSTRIAL ED/FLOW ED, MR10 over 385A | 2898 | 5750
+CHCT | Cabling from top | VACON 100 INDUSTRIAL ED/FLOW ED, MR12 | 4834 | 9591
VACON 100 Enclosed Drive Options, Base plinth options
PRODUCT CODE | Description | Suitability | For 100 | For 100
|  |  | FLOW | Industrial
|  |  | EUR | EUR
+CHPH | Base plinth 200 mm | VACON 100 INDUSTRIAL ED / FLOW ED, MR8 | 242 | 481
+CHPH | Base plinth 200 mm | VACON 100 INDUSTRIAL ED / FLOW ED, MR9-MR10 | 242 | 481
+CHPH | Base plinth 200 mm | VACON 100 INDUSTRIAL ED / FLOW ED, MR12 | 485 | 962
+CHPL | Base plinth 100 mm, included in R00 variant | VACON 100 INDUSTRIAL ED / FLOW ED, MR8 | 0 | 0
+CHPL | Base plinth 100 mm, included in R00 variant | VACON 100 INDUSTRIAL ED / FLOW ED, MR9-MR10 | 0 | 0
+CHPL | Base plinth 100 mm, included in R00 variant | VACON 100 INDUSTRIAL ED / FLOW ED, MR12 | 0 | 0
0
0
0
VACON 100 Enclosed Drive Options, Cooling options
PRODUCT CODE | Description | Suitability | For 100 | For 100
|  |  | FLOW | Industrial
|  |  | EUR | EUR
+CHCB | Back channel cooling | VACON 100 INDUSTRIAL ED / FLOW ED, MR8 | 348 | 691
+CHCB | Back channel cooling | VACON 100 INDUSTRIAL ED / FLOW ED, MR9 | 382 | 758
+CHCB | Back channel cooling | VACON 100 INDUSTRIAL ED / FLOW ED, MR10 | 382 | 758
+CHCB | Back channel cooling | VACON 100 INDUSTRIAL ED / FLOW ED, MR12 | 764 | 1516
VACON 100 Enclosed Drive Options, Marine option
PRODUCT CODE | Description | Suitability | For 100 | For 100
|  |  | FLOW | Industrial
|  |  | EUR | EUR
+EMAR* | Marine construction. Requires +IP54, +CAPU and +CACH. Excludes +CHCB. | VACON 100 INDUSTRIAL ED / FLOW ED, MR8 | 1952 | 3873
+EMAR* | Marine construction. Requires +IP54, +CAPU and +CACH. Excludes +CHCB. | VACON 100 INDUSTRIAL ED / FLOW ED, MR9 | 2108 | 4183
+EMAR* | Marine construction. Requires +IP54, +CAPU and +CACH. Excludes +CHCB. | VACON 100 INDUSTRIAL ED / FLOW ED, MR10 | 2192 | 4350
+EMAR* | Marine construction. Requires +IP54, +CAPU and +CACH. Excludes +CHCB. | VACON 100 INDUSTRIAL ED / FLOW ED, MR12 | 4433 | 8795
* Not available for R02 variant (North America)
0
0
0

## VACON 100 Loose Options
VACON 100 Loose options | [5 empty] | Level 1
Keypads
PRODUCT CODE | Description |  |  |  | Suitability | LIST
PRICE
EUR
VACON-PAN-HMGR-MK01 | Graphical keypad |  |  |  | VACON 100 INDUSTRIAL / FLOW | 155
VACON-PAN-HMTX-MK01 | Text keypad |  |  |  | VACON 100 INDUSTRIAL / FLOW | 87
VACON-PAN-HMDR-MK01-NM | VACON 100 door mounting kit, no cable |  |  |  | VACON 100 INDUSTRIAL / FLOW | 70
VACON-PAN-HMDR-MK01-2M | VACON 100 door mounting kit with 2m cable |  |  |  | VACON 100 INDUSTRIAL / FLOW | 77
VACON-PAN-HMDR-MK01-3M | VACON 100 door mounting kit with 3m cable |  |  |  | VACON 100 INDUSTRIAL / FLOW | 80
VACON-PAN-HMDR-MK01-6M | VACON 100 door mounting kit with 6m cable |  |  |  | VACON 100 INDUSTRIAL / FLOW | 85
VACON-PAN-HMDR-MK01-15M | VACON 100 door mounting kit with 15m cable |  |  |  | VACON 100 INDUSTRIAL / FLOW | 103
CAB-RJ45P-2M | 2m RJ45 cable for door mounting kit |  |  |  | VACON 100 INDUSTRIAL / FLOW | 7
CAB-RJ45P-3M | 3m RJ45 cable for door mounting kit |  |  |  | VACON 100 INDUSTRIAL / FLOW | 10
CAB-RJ45P-6M | 6m RJ45 cable for door mounting kit |  |  |  | VACON 100 INDUSTRIAL / FLOW | 15
CAB-RJ45P-15M | 15m RJ45 cable for door mounting kit |  |  |  | VACON 100 INDUSTRIAL / FLOW | 33
VACON-PAN-HMHH-MK01 | Hand held panel -kit, VACON brand |  |  |  | VACON 100 INDUSTRIAL / FLOW | 144
PAN-HMPA-MK01 | Panel adapter, IP54 (dummy keypad) |  |  |  | VACON 100 INDUSTRIAL / FLOW | 72
CAB-MC02-TO-MC04 | I/O cabling extension kit for replacing OLD VACON 100 HVAC with VACON 100 INDUSTRIAL or FLOW |  |  |  | VACON 100 INDUSTRIAL / FLOW | 77
VACON-PAN-HMGR-MC05-X * | Handheld/Magnetic fixing IP66 graphical keypad w/ cable, l=0,5m / 19,68 inches |  |  |  | VACON 100 X | 183
CAB-HMI2M-MC05-X * | MC05 IP66 HMI cable l=2m for -X keypads Option |  |  |  | VACON 100 X | 55
CAB-HMI5M-MC05-X * | MC05 IP66 HMI cable l=5m for -X keypads Option |  |  |  | VACON 100 X | 68
PAN-HMWM-MK02 * | Keypad Wallmounting Kit |  |  |  | VACON 100 X | 47
I/O boards B -slot compatible
PRODUCT CODE | Description |  |  |  | Suitability | LIST | Integrated | Integrated
[6 empty] | PRICE Unit | 100 FLOW | INDUSTRIAL
[6 empty] | EUR | EUR | EUR
OPT-F3-V | 3 x RO |  |  |  | VACON 100 INDUSTRIAL / FLOW | 138 | 78 | 155
OPT-F4-V | 2 x RO + Thermistor |  |  |  | VACON 100 INDUSTRIAL / FLOW | 144 | 81 | 161
I/O boards D- and E -slot compatible VACON 100 and VACON 100 FLOW also C-slot)
PRODUCT CODE | Description |  |  |  | Suitability | LIST | Integrated | Integrated
[6 empty] | PRICE Unit | 100 FLOW | INDUSTRIAL
[6 empty] | EUR | EUR | EUR
OPT-B1-V | 6 x DI / DO, programmable |  |  |  | VACON 100 INDUSTRIAL / FLOW / X | 130 | 73 | 146
OPT-B2-V | 2 x RO + Thermistor |  |  |  | VACON 100 INDUSTRIAL / FLOW / X | 117 | 66 | 131
OPT-B4-V | 1 x AI, 2 x AO (isolated) |  |  |  | VACON 100 INDUSTRIAL / FLOW / X | 179 | 101 | 201
OPT-B5-V | 3 x RO |  |  |  | VACON 100 INDUSTRIAL / FLOW / X | 109 | 62 | 122
OPT-B9-V | 1 x RO, 5 x DI (42-240VAC) |  |  |  | VACON 100 INDUSTRIAL / FLOW / X | 189 | 107 | 212
OPT-BF-V | 1 x AO, 1 x DO, 1 x RO |  |  |  | VACON 100 INDUSTRIAL / FLOW / X | 173 | 98 | 194
OPT-BH-V | 3 x Temp sensor inputs (PT100, PT1000, KTY84-130, KTY84-150, KTY84-131, NI1000) |  |  |  | VACON 100 INDUSTRIAL / FLOW / X | 129 | 73 | 144
OPT-BK-V | AS-interface option board |  |  |  | VACON 100 INDUSTRIAL / FLOW / X | 146 | 82 | 164
Fieldbus boards D- and E -slot compatible
PRODUCT CODE | Description |  |  |  | Suitability | LIST | Integrated | Integrated
[6 empty] | PRICE Unit | 100 FLOW | INDUSTRIAL
[6 empty] | EUR | EUR | EUR
OPT-C4-V | LonWorks |  |  |  | VACON 100 INDUSTRIAL / FLOW / X | 314 | 177 | 352
OPT-E3-V | Profibus DPV1 |  |  |  | VACON 100 INDUSTRIAL / FLOW / X | 183 | 104 | 205
OPT-E5-V | Profibus DPV1 (D9) |  |  |  | VACON 100 INDUSTRIAL / FLOW / X | 195 | 110 | 219
OPT-E6-V | CANopen |  |  |  | VACON 100 INDUSTRIAL / FLOW / X | 205 | 116 | 230
OPT-E7-V | DeviceNet |  |  |  | VACON 100 INDUSTRIAL / FLOW / X | 172 | 97 | 193
OPT-E9-V | 2-Port Ethernet option (Modbus TCP/UDP, PROFINET, EtherNet/IP, RSTP, MRP) |  |  |  | VACON 100 INDUSTRIAL / FLOW / X | 283 | 160 | 317
OPT-EC-V | EtherCAT field bus |  |  |  | VACON 100 INDUSTRIAL / FLOW / X | 325 | 184 | 364
Safe Torque Off / ATEX (only E -slot)
PRODUCT CODE | Description |  |  |  | Suitability | LIST | Integrated | Integrated
[6 empty] | PRICE Unit | 100 FLOW | INDUSTRIAL
[6 empty] | EUR | EUR | EUR
OPT-BJ-V | Safe Torque Off/ATEX (slot E) |  |  |  | VACON 100 INDUSTRIAL / FLOW | 73 | 41 | 82
Others
PRODUCT CODE | Description |  |  |  | Suitability | LIST
PRICE
EUR
CAB-USB/RS485 | PC cable for SW tools, USB to RS-485, cable length 3 m |  |  |  | VACON 100 INDUSTRIAL / FLOW / X | 72
VACON-DEM-0100-1L-2-CASE | Demo case for VACON 100 products |  |  |  | VACON 100 INDUSTRIAL / FLOW* | 2740
OPT-BT-MC04-5 | Battery package for (5pcs) for real time clock |  |  |  | VACON 100 INDUSTRIAL / FLOW | 109
OPT-BT-MC04-20 | Battery package for (20pcs) for real time clock |  |  |  | VACON 100 INDUSTRIAL / FLOW | 346
OPT-BT-MC05-10 | Battery package for (10pcs) for real time clock |  |  |  | VACON 100 X | 195
Additional equipment
PRODUCT CODE | Description |  |  |  | Suitability | LIST
PRICE
EUR
VACON-ENC-IP54-MR04 | IP 54 -kit MR4 |  |  |  | VACON 100 INDUSTRIAL / FLOW MR04 | 145
VACON-ENC-IP54-MR05 | IP 54 -kit MR5 |  |  |  | VACON 100 INDUSTRIAL / FLOW MR05 | 203
VACON-ENC-IP54-MR06 | IP 54 -kit MR6 |  |  |  | VACON 100 INDUSTRIAL / FLOW MR06 | 303
VACON-ENC-IN12-MR04 | Type 12 -kit MR4 |  |  |  | VACON 100 INDUSTRIAL / FLOW MR04 | 145
VACON-ENC-IN12-MR05 | Type 12 -kit MR5 |  |  |  | VACON 100 INDUSTRIAL / FLOW MR05 | 203
VACON-ENC-IN12-MR06 | Type 12 -kit MR6 |  |  |  | VACON 100 INDUSTRIAL / FLOW MR06 | 303
ENC-QFLG-MR04 | Flange mounting -kit for MR4 |  |  |  | VACON 100 INDUSTRIAL / FLOW MR04 | 109
ENC-QFLG-MR05 | Flange mounting -kit for MR5 |  |  |  | VACON 100 INDUSTRIAL / FLOW MR05 | 109
ENC-QFLG-MR06 | Flange mounting -kit for MR6 |  |  |  | VACON 100 INDUSTRIAL / FLOW MR06 | 109
ENC-QFLG-MR07 | Flange mounting -kit for MR7 |  |  |  | VACON 100 INDUSTRIAL / FLOW MR07 | 127
ENC-QMMF-MM04 * | Motor Mount Flange for VACON 100 X MM4 |  |  |  | VACON 100 X MM4 | 151
ENC-QMMF-MM05 * | Motor Mount Flange for VACON 100 X MM5 |  |  |  | VACON 100 X MM5 | 191
ENC-QMMF-MM06 * | Motor Mount Flange for VACON 100 X MM6 |  |  |  | VACON 100 X MM6 | 377
Disconnect Switch
PRODUCT CODE | Description |  |  |  | Suitability | LIST
PRICE
EUR
POW-QDSS-MM04 * | Integrated disconnect switch for frame size MM4 |  |  |  | VACON 100 X | 93
POW-QDSS-MM05 * | Integrated disconnect switch for frame size MM5 |  |  |  | VACON 100 X | 139
POW-QDSS-MM06 * | Integrated disconnect switch for frame size MM6 |  |  |  | VACON 100 X | 233
Auxiliary Frame Heaters
PRODUCT CODE | Description |  |  |  | Suitability | LIST
PRICE
EUR
ENC-QAFH-MM04 * | VACON100 MM4 Auxiliary Frame Heater option |  |  |  | VACON 100 X | 177
ENC-QAFH-MM05 * | VACON100 MM5 Auxiliary Frame Heater option |  |  |  | VACON 100 X | 214
ENC-QAFH-MM06 * | VACON100 MM6 Auxiliary Frame Heater option |  |  |  | VACON 100 X | 252
VACON 100 TRANSFER PRODUCTS External brake resistors
PRODUCT CODE | DIMENSIONS | Power [kW] | Resistance | WEIGHT | Suitability | LIST
| W x H x D mm | at 100% ED | [Ω] | kg |  | PRICE
|  | based on |  |  |  | EUR
380-500 V |  | a 120sec cycle
BRR-0022-LD-5 | 60x31x335 | 0.24 | 63 | 1.2 | VACON 100 INDUSTRIAL MR4 | 39
BRR-0031-LD-5 | 117x124x225 | 0.35 | 42 | 1.8 | VACON 100 INDUSTRIAL MR5 | 52
BRR-0045-LD-5 | 117x124x426 | 0.71 | 21 | 3.3 | VACON 100 INDUSTRIAL MR6 | 104
BRR-0061-LD-5 | 117x124x526 | 1.1 | 21 | 4 | VACON 100 INDUSTRIAL MR7 | 130
BRR-0105-LD-5 | 260x101x860 | 2.3 | 6.5 | 12.8 | VACON 100 INDUSTRIAL MR8 | 565
BRR-0300-LD-5 * | 260x263x960 | 4.6 | 3.25 | 29 | VACON 100 INDUSTRIAL MR9 | 930
BRR-0022-HD-5 * | 124x126x540 | 0.61 | 63 | 3.5 | VACON 100 INDUSTRIAL MR4 | 186
BRR-0031-HD-5 * | 124x126x700 | 0.91 | 42 | 4.6 | VACON 100 INDUSTRIAL MR5 | 214
BRR-0045-HD-5 * | 260x101x700 | 1.8 | 21 | 11.3 | VACON 100 INDUSTRIAL MR6 | 429
BRR-0061-HD-5 * | 260x101x860 | 2.7 | 14 | 12.8 | VACON 100 INDUSTRIAL MR7 | 495
BRR-0105-HD-5 * | 480x300x530 | 5.9 | 6.5 | 25 | VACON 100 INDUSTRIAL MR8 | 1116
BRR-0300-HD-5 * | 480x300x740 | 11.8 | 3.25 | 79 | VACON 100 INDUSTRIAL MR9 | 1676
VACON 100 TRANSFER PRODUCTS External RFI filters
PRODUCT CODE | DIMENSIONS | Description |  |  | Suitability | LIST
| W x H x D mm |  |  |  |  | PRICE
EUR
RFI-0012-5-IP54 | 128x395x61.5 |  |  |  | VACON 100 INDUSTRIAL / FLOW MR04 | 150
RFI-0031-5-IP54 | 144x490x61.5 |  |  |  | VACON 100 INDUSTRIAL / FLOW MR05 | 203
RFI-0061-5-IP54 | 195x625x90 |  |  |  | VACON 100 INDUSTRIAL / FLOW MR06 | 339
RFI-0105-5-IP54 | 230x745x100 |  |  |  | VACON 100 INDUSTRIAL / FLOW MR07 | 599

## VACON 100 Product Codes
VACON 100 Product Codes

## VACON NXC 500V
VACON NXC 500V | [13 empty] | Level 1
VACON NXC 380-500 V, 261 A, EMC Class H, air-cooled AC drive, 6-pulse supply
PRODUCT CODE | Low Overload Ratings |  |  |  | High Overload Ratings |  |  |  | Frame | Dimensions |  | Weight |  | LIST
| Motor Power | Motor Power | Continuous | 110% | Motor Power | Motor Power | Continuous | 150% | Size | WxHxD |  | [kg] | [lb] | PRICE
| Low Overload | Low Overload | Current | Overload | High Overload | High Overload | Current | Overload |  | [mm] | [inches] |  |  | EUR
| 400V [kW] | 480V [Hp] | IL [A] | Current [A] | 400V [kW] | 480V [Hp] | IH [A] | Current [A]
NXC02615A2H0SSFA1A2000000 | 132 |  | 261 | 287 | 110 |  | 205 | 308 | FR9/Type 1/IP21 | 606x2275x605 |  | 371 |  | 14297
NXC02615A5H0SSFA1A2000000 | 132 |  | 261 | 287 | 110 |  | 205 | 308 | FR9/Type 12/IP54 | 606x2405x605 |  | 381 |  | 16454
VACON NXC Options | DESCRIPTION |  |  |  | NOTE | [8 empty] | LIST
PRICE
EUR
+ACH | Cabinet heater 50 W |  |  |  | 1 x 50 W, requires +TUP * | [8 empty] | 313
+ACL | Cabinet light |  |  |  | Requires +TUP * | [8 empty] | 433
+AMO | ICB motor operator |  |  |  | Including Open/Close push buttons on the door, requires +TUP * | [8 empty] | 935
+CIT | Cabling Input Top |  |  |  | Including +CIT/+COT (W:+400 mm) | [8 empty] | 2587
+DCM | Analog meter + curr.trafo |  |  |  | CT on L1 | [8 empty] | 487
+GPL | 100 mm base/plinth |  |  |  | For basic drive ** | [8 empty] | 291
+GPH | 200 mm base/plinth |  |  |  | For basic drive ** | [8 empty] | 437
+ICB | Circuit breaker |  |  |  | MCCB, not with +ILS, +IFU, +IFD or +ICO | [8 empty] | 1515
+ICO | Contactor AC-1 |  |  |  | Requires +TUP, not with +ICB * | [8 empty] | 989
+IFD | Fuse switch + aR fuses |  |  |  | Not with +ILS, +IFU or +ICB | [8 empty] | 1197
+IFU | aR fuses & base |  |  |  | Not with +ILS, +ICB or +IFD | [8 empty] | 761
+ILS | Load switch |  |  |  | Not with +IFU, +ICB or +IFD | [8 empty] | 811
+MDC | Terminals for DC connect. |  |  |  | DC-connection / additional dc/brake chopper terminals | [8 empty] | 817
+OCM | Common mode chokes |  |  |  | To be put on motor cable | [8 empty] | 260
+OCH | Common mode filters with output terminals |  |  |  | Note separate prices for +ODU and +OSI configurations | [8 empty] | 1767
+ODU | du/dt filter | [12 empty] | 2905
+OSI | Sine wave filter |  |  |  | W: +600 mm, Please check the availability from the factory | [8 empty] | 11063
+MAR | Marine construction | [12 empty] | 927
+SWP | Seaworthy packing | [12 empty] | 389
VACON NXC 380-500 V, 300 A, EMC Class H, air-cooled AC drive, 6-pulse supply
PRODUCT CODE | Low Overload Ratings |  |  |  | High Overload Ratings |  |  |  | Frame | Dimensions |  | Weight |  | LIST
| Motor Power | Motor Power | Continuous | 110% | Motor Power | Motor Power | Continuous | 150% | Size | WxHxD |  | [kg] | [lb] | PRICE
| Low Overload | Low Overload | Current | Overload | High Overload | High Overload | Current | Overload |  | [mm] | [inches] |  |  | EUR
| 400V [kW] | 480V [Hp] | IL [A] | Current [A] | 400V [kW] | 480V [Hp] | IH [A] | Current [A]
NXC03005A2H0SSFA1A2000000 | 160 |  | 300 | 330 | 132 |  | 245 | 368 | FR9/Type 1/IP21 | 606x2275x605 |  | 371 |  | 16086
NXC03005A5H0SSFA1A2000000 | 160 |  | 300 | 330 | 132 |  | 245 | 368 | FR9/Type 12/IP54 | 606x2405x605 |  | 381 |  | 18243
VACON NXC Options | DESCRIPTION |  |  |  | NOTE | [8 empty] | LIST
PRICE
EUR
+ACH | Cabinet heater 50 W |  |  |  | 1 x 50 W, requires +TUP * | [8 empty] | 313
+ACL | Cabinet light |  |  |  | Requires +TUP * | [8 empty] | 433
+AMO | ICB motor operator |  |  |  | Including Open/Close push buttons on the door, requires +TUP * | [8 empty] | 935
+CIT | Cabling Input Top |  |  |  | Including +CIT/+COT (W:+400 mm) | [8 empty] | 2587
+DCM | Analog meter + curr.trafo |  |  |  | CT on L1 | [8 empty] | 487
+GPL | 100 mm base/plinth |  |  |  | For basic drive ** | [8 empty] | 291
+GPH | 200 mm base/plinth |  |  |  | For basic drive ** | [8 empty] | 437
+ICB | Circuit breaker |  |  |  | MCCB, not with +ILS, +IFU, +IFD or +ICO | [8 empty] | 1515
+ICO | Contactor AC-1 |  |  |  | Requires +TUP, not with +ICB * | [8 empty] | 989
+IFD | Fuse switch + aR fuses |  |  |  | Not with +ILS, +IFU or +ICB | [8 empty] | 1197
+IFU | aR fuses & base |  |  |  | Not with +ILS, +ICB or +IFD | [8 empty] | 761
+ILS | Load switch |  |  |  | Not with +IFU, +ICB or +IFD | [8 empty] | 811
+MDC | Terminals for DC connect. |  |  |  | DC-connection / additional dc/brake chopper terminals | [8 empty] | 817
+OCM | Common mode chokes |  |  |  | To be put on motor cable | [8 empty] | 260
+OCH | Common mode filters with output terminals |  |  |  | Note separate prices for +ODU and +OSI configurations | [8 empty] | 1767
+ODU | du/dt filter | [12 empty] | 3359
+OSI | Sine wave filter |  |  |  | W: +600 mm, Please check the availability from the factory | [8 empty] | 12368
+MAR | Marine construction | [12 empty] | 927
+SWP | Seaworthy packing | [12 empty] | 389
VACON NXC 380-500 V, 385 A, EMC Class L, air-cooled AC drive, 6-pulse supply
PRODUCT CODE | Low Overload Ratings |  |  |  | High Overload Ratings |  |  |  | Frame | Dimensions |  | Weight |  | LIST
| Motor Power | Motor Power | Continuous | 110% | Motor Power | Motor Power | Continuous | 150% | Size | WxHxD |  | [kg] | [lb] | PRICE
| Low Overload | Low Overload | Current | Overload | High Overload | High Overload | Current | Overload |  | [mm] | [inches] |  |  | EUR
| 400V [kW] | 480V [Hp] | IL [A] | Current [A] | 400V [kW] | 480V [Hp] | IH [A] | Current [A]
NXC03855A2L0SSFA1A2000000 | 200 |  | 385 | 424 | 160 |  | 300 | 450 | FR10/Type 1/IP21 | 606x2275x605 |  | 371 |  | 19417
NXC03855A5L0SSFA1A2000000 | 200 |  | 385 | 424 | 160 |  | 300 | 450 | FR10/Type 12/IP54 | 606x2405x605 |  | 381 |  | 21168
VACON NXC Options | DESCRIPTION |  |  |  | NOTE | [8 empty] | LIST
PRICE
EUR
+ACH | Cabinet heater 50 W |  |  |  | 1 x 50 W, requires +TUP * | [8 empty] | 313
+ACL | Cabinet light |  |  |  | Requires +TUP * | [8 empty] | 433
+AMO | ICB motor operator |  |  |  | Including Open/Close push buttons on the door, requires +TUP * | [8 empty] | 935
+CIT | Cabling Input Top |  |  |  | Including +CIT/+COT (W:+400 mm) | [8 empty] | 2587
+DCM | Analog meter + curr.trafo |  |  |  | CT on L1 | [8 empty] | 487
+GPL | 100 mm base/plinth |  |  |  | For basic drive ** | [8 empty] | 291
+GPH | 200 mm base/plinth |  |  |  | For basic drive ** | [8 empty] | 437
+ICB | Circuit breaker |  |  |  | MCCB, not with +ILS, +IFU, +IFD or +ICO | [8 empty] | 1769
+ICO | Contactor AC-1 |  |  |  | Requires +TUP, not with +ICB * | [8 empty] | 2043
+IFD | Fuse switch + aR fuses |  |  |  | Not with +ILS, +IFU or +ICB | [8 empty] | 876
+IFU | aR fuses & base |  |  |  | Not with +ILS, +ICB or +IFD | [8 empty] | 653
+ILS | Load switch |  |  |  | Not with +IFU, +ICB or +IFD | [8 empty] | 761
+MDC | Terminals for DC connect. |  |  |  | DC-connection / additional dc/brake chopper terminals | [8 empty] | 817
+OCM | Common mode chokes |  |  |  | To be put on motor cable | [8 empty] | 501
+OCH | Common mode filters with output terminals |  |  |  | Note separate prices for +ODU and +OSI configurations | [8 empty] | 1987
+ODU | du/dt filter |  |  |  | Including +CIT/+COT (W:+400 mm) *** | [8 empty] | 6759
+OSI | Sine wave filter |  |  |  | W: +600 mm, Please check the availability from the factory | [8 empty] | 12368
+MAR | Marine construction | [12 empty] | 927
+SWP | Seaworthy packing | [12 empty] | 389
VACON NXC 380-500 V, 460 A, EMC Class L, air-cooled AC drive, 6-pulse supply
PRODUCT CODE | Low Overload Ratings |  |  |  | High Overload Ratings |  |  |  | Frame | Dimensions |  | Weight |  | LIST
| Motor Power | Motor Power | Continuous | 110% | Motor Power | Motor Power | Continuous | 150% | Size | WxHxD |  | [kg] | [lb] | PRICE
| Low Overload | Low Overload | Current | Overload | High Overload | High Overload | Current | Overload |  | [mm] | [inches] |  |  | EUR
| 400V [kW] | 480V [Hp] | IL [A] | Current [A] | 400V [kW] | 480V [Hp] | IH [A] | Current [A]
NXC04605A2L0SSFA1A2000000 | 250 |  | 460 | 506 | 200 |  | 385 | 578 | FR10/Type 1/IP21 | 606x2275x605 |  | 403 |  | 21369
NXC04605A5L0SSFA1A2000000 | 250 |  | 460 | 506 | 200 |  | 385 | 578 | FR10/Type 12/IP54 | 606x2405x605 |  | 413 |  | 23121
VACON NXC Options | DESCRIPTION |  |  |  | NOTE | [8 empty] | LIST
PRICE
EUR
+ACH | Cabinet heater 50 W |  |  |  | 1 x 50 W, requires +TUP * | [8 empty] | 313
+ACL | Cabinet light |  |  |  | Requires +TUP * | [8 empty] | 433
+AMO | ICB motor operator |  |  |  | Including Open/Close push buttons on the door, requires +TUP * | [8 empty] | 935
+CIT | Cabling Input Top |  |  |  | Including +CIT/+COT (W:+400 mm) | [8 empty] | 2587
+DCM | Analog meter + curr.trafo |  |  |  | CT on L1 | [8 empty] | 487
+GPL | 100 mm base/plinth |  |  |  | For basic drive ** | [8 empty] | 291
+GPH | 200 mm base/plinth |  |  |  | For basic drive ** | [8 empty] | 437
+ICB | Circuit breaker |  |  |  | MCCB, not with +ILS, +IFU, +IFD or +ICO | [8 empty] | 1769
+ICO | Contactor AC-1 |  |  |  | Requires +TUP, not with +ICB * | [8 empty] | 2043
+IFD | Fuse switch + aR fuses |  |  |  | Not with +ILS, +IFU or +ICB | [8 empty] | 1210
+IFU | aR fuses & base |  |  |  | Not with +ILS, +ICB or +IFD | [8 empty] | 859
+ILS | Load switch |  |  |  | Not with +IFU, +ICB or +IFD | [8 empty] | 780
+MDC | Terminals for DC connect. |  |  |  | DC-connection / additional dc/brake chopper terminals | [8 empty] | 817
+OCM | Common mode chokes |  |  |  | To be put on motor cable | [8 empty] | 501
+OCH | Common mode filters with output terminals |  |  |  | Note separate prices for +ODU and +OSI configurations | [8 empty] | 1987
+ODU | du/dt filter |  |  |  | Including +CIT/+COT (W:+400 mm) *** | [8 empty] | 8018
+OSI | Sine wave filter |  |  |  | W: +600 mm, Please check the availability from the factory | [8 empty] | 13947
+MAR | Marine construction | [12 empty] | 927
+SWP | Seaworthy packing | [12 empty] | 389
VACON NXC 380-500 V, 520 A, EMC Class L, air-cooled AC drive, 6-pulse supply
PRODUCT CODE | Low Overload Ratings |  |  |  | High Overload Ratings |  |  |  | Frame | Dimensions |  | Weight |  | LIST
| Motor Power | Motor Power | Continuous | 110% | Motor Power | Motor Power | Continuous | 150% | Size | WxHxD |  | [kg] | [lb] | PRICE
| Low Overload | Low Overload | Current | Overload | High Overload | High Overload | Current | Overload |  | [mm] | [inches] |  |  | EUR
| 400V [kW] | 480V [Hp] | IL [A] | Current [A] | 400V [kW] | 480V [Hp] | IH [A] | Current [A]
NXC05205A2L0SSFA1A2000000 | 250 |  | 520 | 572 | 250 |  | 460 | 690 | FR10/Type 1/IP21 | 606x2275x605 |  | 403 |  | 23323
NXC05205A5L0SSFA1A2000000 | 250 |  | 520 | 572 | 250 |  | 460 | 690 | FR10/Type 12/IP54 | 606x2405x605 |  | 413 |  | 25074
VACON NXC Options | DESCRIPTION |  |  |  | NOTE | [8 empty] | LIST
PRICE
EUR
+ACH | Cabinet heater 50 W |  |  |  | 1 x 50 W, requires +TUP * | [8 empty] | 313
+ACL | Cabinet light |  |  |  | Requires +TUP * | [8 empty] | 433
+AMO | ICB motor operator |  |  |  | Including Open/Close push buttons on the door, requires +TUP * | [8 empty] | 935
+CIT | Cabling Input Top |  |  |  | Including +CIT/+COT (W:+400 mm) | [8 empty] | 2587
+DCM | Analog meter + curr.trafo |  |  |  | CT on L1 | [8 empty] | 487
+GPL | 100 mm base/plinth |  |  |  | For basic drive ** | [8 empty] | 291
+GPH | 200 mm base/plinth |  |  |  | For basic drive ** | [8 empty] | 437
+ICB | Circuit breaker |  |  |  | MCCB, not with +ILS, +IFU, +IFD or +ICO | [8 empty] | 1769
+ICO | Contactor AC-1 |  |  |  | Requires +TUP, not with +ICB * | [8 empty] | 2412
+IFD | Fuse switch + aR fuses |  |  |  | Not with +ILS, +IFU or +ICB | [8 empty] | 1210
+IFU | aR fuses & base |  |  |  | Not with +ILS, +ICB or +IFD | [8 empty] | 859
+ILS | Load switch |  |  |  | Not with +IFU, +ICB or +IFD | [8 empty] | 780
+MDC | Terminals for DC connect. |  |  |  | DC-connection / additional dc/brake chopper terminals | [8 empty] | 817
+OCM | Common mode chokes |  |  |  | To be put on motor cable | [8 empty] | 501
+OCH | Common mode filters with output terminals |  |  |  | Note separate prices for +ODU and +OSI configurations | [8 empty] | 1987
+ODU | du/dt filter |  |  |  | Including +CIT/+COT (W:+400 mm) *** | [8 empty] | 8018
+OSI | Sine wave filter |  |  |  | W: +600 mm, Please check the availability from the factory | [8 empty] | 13947
+MAR | Marine construction | [12 empty] | 927
+SWP | Seaworthy packing | [12 empty] | 389
VACON NXC 380-500 V, 590 A, EMC Class L, air-cooled AC drive, 6-pulse supply
PRODUCT CODE | Low Overload Ratings |  |  |  | High Overload Ratings |  |  |  | Frame | Dimensions |  | Weight |  | LIST
| Motor Power | Motor Power | Continuous | 110% | Motor Power | Motor Power | Continuous | 150% | Size | WxHxD |  | [kg] | [lb] | PRICE
| Low Overload | Low Overload | Current | Overload | High Overload | High Overload | Current | Overload |  | [mm] | [inches] |  |  | EUR
| 400V [kW] | 480V [Hp] | IL [A] | Current [A] | 400V [kW] | 480V [Hp] | IH [A] | Current [A]
NXC05905A2L0SSFA1A2000000 | 315 |  | 590 | 649 | 250 |  | 520 | 780 | FR11/Type 1/IP21 | 806x2275x605 |  | 577 |  | 27771
NXC05905A5L0SSFA1A2000000 | 315 |  | 590 | 649 | 250 |  | 520 | 780 | FR11/Type 12/IP54 | 806x2405x605 |  | 590 |  | 30199
VACON NXC Options | DESCRIPTION |  |  |  | NOTE | [8 empty] | LIST
PRICE
EUR
+ACH | Cabinet heater 50 W |  |  |  | 1 x 50 W, requires +TUP * | [8 empty] | 313
+ACL | Cabinet light |  |  |  | Requires +TUP * | [8 empty] | 433
+CIT | Cabling Input Top |  |  |  | Including +CIT/+COT (W:+400 mm) | [8 empty] | 2587
+DCM | Analog meter + curr.trafo |  |  |  | CT on L1 | [8 empty] | 819
+GPL | 100 mm base/plinth |  |  |  | For basic drive ** | [8 empty] | 329
+GPH | 200 mm base/plinth |  |  |  | For basic drive ** | [8 empty] | 486
+ICB | Circuit breaker, including +AMO |  |  |  | MCCB, not with +ILS, +IFU, +IFD or +ICO * | [8 empty] | 5561
+ICO | Contactor AC-1 |  |  |  | Requires +TUP, not with +ICB * | [8 empty] | 3132
+IFD | Fuse switch + aR fuses |  |  |  | Not with +ILS, +IFU or +ICB | [8 empty] | 1897
+IFU | aR fuses & base |  |  |  | Not with +ILS, +ICB or +IFD | [8 empty] | 1183
+ILS | Load switch |  |  |  | Not with +IFU, +ICB or +IFD | [8 empty] | 1297
+MDC | Terminals for DC connect. |  |  |  | DC-connection / additional dc/brake chopper terminals | [8 empty] | 1170
+OCM | Common mode chokes |  |  |  | To be put on motor cable | [8 empty] | 501
+OCH | Common mode filters with output terminals |  |  |  | Note separate prices for +ODU and +OSI configurations | [8 empty] | 2564
+ODU | du/dt filter |  |  |  | Including +CIT/+COT (W:+400 mm) *** | [8 empty] | 8107
+OSI | Sine wave filter |  |  |  | W: +800 mm, Please check the availability from the factory | [8 empty] | 14514
+MAR | Marine construction | [12 empty] | 1139
+SWP | Seaworthy packing | [12 empty] | 467
VACON NXC 380-500 V, 650 A, EMC Class L, air-cooled AC drive, 6-pulse supply
PRODUCT CODE | Low Overload Ratings |  |  |  | High Overload Ratings |  |  |  | Frame | Dimensions |  | Weight |  | LIST
| Motor Power | Motor Power | Continuous | 110% | Motor Power | Motor Power | Continuous | 150% | Size | WxHxD |  | [kg] | [lb] | PRICE
| Low Overload | Low Overload | Current | Overload | High Overload | High Overload | Current | Overload |  | [mm] | [inches] |  |  | EUR
| 400V [kW] | 480V [Hp] | IL [A] | Current [A] | 400V [kW] | 480V [Hp] | IH [A] | Current [A]
NXC06505A2L0SSFA1A2000000 | 355 |  | 650 | 715 | 315 |  | 590 | 885 | FR11/Type 1/IP21 | 806x2275x605 |  | 577 |  | 30039
NXC06505A5L0SSFA1A2000000 | 355 |  | 650 | 715 | 315 |  | 590 | 885 | FR11/Type 12/IP54 | 806x2405x605 |  | 590 |  | 32467
VACON NXC Options | DESCRIPTION |  |  |  | NOTE | [8 empty] | LIST
PRICE
EUR
+ACH | Cabinet heater 50 W |  |  |  | 1 x 50 W, requires +TUP * | [8 empty] | 313
+ACL | Cabinet light |  |  |  | Requires +TUP * | [8 empty] | 433
+CIT | Cabling Input Top |  |  |  | Including +CIT/+COT (W:+400 mm) | [8 empty] | 2587
+DCM | Analog meter + curr.trafo |  |  |  | CT on L1 | [8 empty] | 819
+GPL | 100 mm base/plinth |  |  |  | For basic drive ** | [8 empty] | 329
+GPH | 200 mm base/plinth |  |  |  | For basic drive ** | [8 empty] | 486
+ICB | Circuit breaker, including +AMO |  |  |  | MCCB, not with +ILS, +IFU, +IFD or +ICO * | [8 empty] | 5561
+ICO | Contactor AC-1 |  |  |  | Requires +TUP, not with +ICB * | [8 empty] | 3132
+IFD | Fuse switch + aR fuses |  |  |  | Not with +ILS, +IFU or +ICB | [8 empty] | 1897
+IFU | aR fuses & base |  |  |  | Not with +ILS, +ICB or +IFD | [8 empty] | 1183
+ILS | Load switch |  |  |  | Not with +IFU, +ICB or +IFD | [8 empty] | 1297
+MDC | Terminals for DC connect. |  |  |  | DC-connection / additional dc/brake chopper terminals | [8 empty] | 1170
+OCM | Common mode chokes |  |  |  | To be put on motor cable | [8 empty] | 1038
+OCH | Common mode filters with output terminals |  |  |  | Note separate prices for +ODU and +OSI configurations | [8 empty] | 2564
+ODU | du/dt filter |  |  |  | Including +CIT/+COT (W:+400 mm) *** | [8 empty] | 8998
+OSI | Sine wave filter |  |  |  | W: +800 mm, Please check the availability from the factory | [8 empty] | 16929
+MAR | Marine construction | [12 empty] | 1139
+SWP | Seaworthy packing | [12 empty] | 467
VACON NXC 380-500 V, 730 A, EMC Class L, air-cooled AC drive, 6-pulse supply
PRODUCT CODE | Low Overload Ratings |  |  |  | High Overload Ratings |  |  |  | Frame | Dimensions |  | Weight |  | LIST
| Motor Power | Motor Power | Continuous | 110% | Motor Power | Motor Power | Continuous | 150% | Size | WxHxD |  | [kg] | [lb] | PRICE
| Low Overload | Low Overload | Current | Overload | High Overload | High Overload | Current | Overload |  | [mm] | [inches] |  |  | EUR
| 400V [kW] | 480V [Hp] | IL [A] | Current [A] | 400V [kW] | 480V [Hp] | IH [A] | Current [A]
NXC07305A2L0SSFA1A2000000 | 400 |  | 730 | 803 | 355 |  | 650 | 975 | FR11/Type 1/IP21 | 806x2275x605 |  | 577 |  | 32747
NXC07305A5L0SSFA1A2000000 | 400 |  | 730 | 803 | 355 |  | 650 | 975 | FR11/Type 12/IP54 | 806x2445x605 |  | 590 |  | 35176
VACON NXC Options | DESCRIPTION |  |  |  | NOTE | [8 empty] | LIST
PRICE
EUR
+ACH | Cabinet heater 50 W |  |  |  | 1 x 50 W, requires +TUP * | [8 empty] | 313
+ACL | Cabinet light |  |  |  | Requires +TUP * | [8 empty] | 433
+CIT | Cabling Input Top |  |  |  | Including +CIT/+COT (W:+400 mm) ** | [8 empty] | 2587
+DCM | Analog meter + curr.trafo |  |  |  | CT on L1 | [8 empty] | 819
+GPL | 100 mm base/plinth |  |  |  | For basic drive ** | [8 empty] | 329
+GPH | 200 mm base/plinth |  |  |  | For basic drive ** | [8 empty] | 486
+ICB | Circuit breaker, including +AMO |  |  |  | MCCB, not with +ILS, +IFU, +IFD or +ICO, requires +TUP * | [8 empty] | 5561
+ICO | Contactor AC-1 |  |  |  | Requires +TUP, not with +ICB * | [8 empty] | 3132
+IFD | Fuse switch + aR fuses |  |  |  | Not with +ILS, +IFU or +ICB | [8 empty] | 1897
+IFU | aR fuses & base |  |  |  | Not with +ILS, +ICB or +IFD | [8 empty] | 1183
+ILS | Load switch |  |  |  | Not with +IFU, +ICB or +IFD | [8 empty] | 1297
+MDC | Terminals for DC connect. |  |  |  | DC-connection / additional dc/brake chopper terminals | [8 empty] | 1170
+OCM | Common mode chokes |  |  |  | To be put on motor cable | [8 empty] | 1038
+OCH | Common mode filters with output terminals |  |  |  | Note separate prices for +ODU and +OSI configurations | [8 empty] | 2564
+ODU | du/dt filter |  |  |  | Including +CIT/+COT (W:+400 mm) *** | [8 empty] | 8998
+OSI | Sine wave filter |  |  |  | W: +800 mm, Please check the availability from the factory | [8 empty] | 16929
+MAR | Marine construction | [12 empty] | 1139
+SWP | Seaworthy packing | [12 empty] | 467
VACON NXC 380-500 V, 820 A, EMC Class L, air-cooled AC drive, 6-pulse supply
PRODUCT CODE | Low Overload Ratings |  |  |  | High Overload Ratings |  |  |  | Frame | Dimensions |  | Weight |  | LIST
| Motor Power | Motor Power | Continuous | 110% | Motor Power | Motor Power | Continuous | 150% | Size | WxHxD |  | [kg] | [lb] | PRICE
| Low Overload | Low Overload | Current | Overload | High Overload | High Overload | Current | Overload |  | [mm] | [inches] |  |  | EUR
| 400V [kW] | 480V [Hp] | IL [A] | Current [A] | 400V [kW] | 480V [Hp] | IH [A] | Current [A]
NXC08205A2L0SSFA1A2000000 | 450 |  | 820 | 902 | 400 |  | 730 | 1095 | FR12/Type 1/IP21 | 1206x2275x605 |  | 810 |  | 39111
NXC08205A5L0SSFA1A2000000 | 450 |  | 820 | 902 | 400 |  | 730 | 1095 | FR12/Type 12/IP54 | 1206x2405x605 |  | 830 |  | 42462
VACON NXC Options | DESCRIPTION |  |  |  | NOTE | [8 empty] | LIST
PRICE
EUR
+ACH | Cabinet heater 50 W |  |  |  | 2 x 50 W, requires +TUP * | [8 empty] | 616
+ACL | Cabinet light |  |  |  | Requires +TUP * | [8 empty] | 433
+CIT | Cabling Input Top |  |  |  | Including +CIT/+COT (W:+400 mm) | [8 empty] | 2869
+DCM | Analog meter + curr.trafo |  |  |  | CT on L1 | [8 empty] | 819
+GPL | 100 mm base/plinth |  |  |  | For basic drive ** | [8 empty] | 657
+GPH | 200 mm base/plinth |  |  |  | For basic drive ** | [8 empty] | 971
+ICB | Circuit breaker, including +AMO |  |  |  | MCCB, not with +ILS, +IFU, +IFD or +ICO, requires +TUP * | [8 empty] | 5647
+ICO | Contactor AC-1 |  |  |  | Requires +TUP, not with +ICB * | [8 empty] | 4167
+IFD | Fuse switch + aR fuses |  |  |  | Not with +ILS, +IFU or +ICB | [8 empty] | 2971
+IFU | aR fuses & base |  |  |  | Not with +ILS, +ICB or +IFD | [8 empty] | 1691
+ILS | Load switch |  |  |  | Not with +IFU, +ICB or +IFD | [8 empty] | 1777
+MDC | Terminals for resistor connect. |  |  |  | Brake chopper terminals | [8 empty] | 1585
+OCM | Common mode chokes |  |  |  | To be put on motor cable | [8 empty] | 1038
+OCH | Common mode filters with output terminals |  |  |  | Note separate prices for +ODU and +OSI configurations | [8 empty] | 3925
+ODU | du/dt filter |  |  |  | Including +CIT/+COT (W:+400 mm) *** | [8 empty] | 11848
+OSI | Sine wave filter |  |  |  | W: +2x600 mm, Please check the availability from the factory | [8 empty] | 24435
+MAR | Marine construction | [12 empty] | 1529
+SWP | Seaworthy packing | [12 empty] | 519
VACON NXC 380-500 V, 920 A, EMC Class L, air-cooled AC drive, 6-pulse supply
PRODUCT CODE | Low Overload Ratings |  |  |  | High Overload Ratings |  |  |  | Frame | Dimensions |  | Weight |  | LIST
| Motor Power | Motor Power | Continuous | 110% | Motor Power | Motor Power | Continuous | 150% | Size | WxHxD |  | [kg] | [lb] | PRICE
| Low Overload | Low Overload | Current | Overload | High Overload | High Overload | Current | Overload |  | [mm] | [inches] |  |  | EUR
| 400V [kW] | 480V [Hp] | IL [A] | Current [A] | 400V [kW] | 480V [Hp] | IH [A] | Current [A]
NXC09205A2L0SSFA1A2000000 | 500 |  | 920 | 1012 | 450 |  | 820 | 1230 | FR12/Type 1/IP21 | 1206x2275x605 |  | 810 |  | 46443
NXC09205A5L0SSFA1A2000000 | 500 |  | 920 | 1012 | 450 |  | 820 | 1230 | FR12/Type 12/IP54 | 1206x2405x605 |  | 830 |  | 50148
VACON NXC Options | DESCRIPTION |  |  |  | NOTE | [8 empty] | LIST
PRICE
EUR
+ACH | Cabinet heater 50 W |  |  |  | 2 x 50 W, requires +TUP * | [8 empty] | 616
+ACL | Cabinet light |  |  |  | Requires +TUP * | [8 empty] | 433
+CIT | Cabling Input Top |  |  |  | Including +CIT/+COT (W:+400 mm) | [8 empty] | 2869
+DCM | Analog meter + curr.trafo |  |  |  | CT on L1 | [8 empty] | 819
+GPL | 100 mm base/plinth |  |  |  | For basic drive ** | [8 empty] | 657
+GPH | 200 mm base/plinth |  |  |  | For basic drive ** | [8 empty] | 971
+ICB | Circuit breaker, including +AMO |  |  |  | MCCB, not with +ILS, +IFU, +IFD or +ICO, requires +TUP * | [8 empty] | 5647
+ICO | Contactor AC-1 |  |  |  | Requires +TUP, not with +ICB * | [8 empty] | 4167
+IFD | Fuse switch + aR fuses |  |  |  | Not with +ILS, +IFU or +ICB | [8 empty] | 2971
+IFU | aR fuses & base |  |  |  | Not with +ILS, +ICB or +IFD | [8 empty] | 1691
+ILS | Load switch |  |  |  | Not with +IFU, +ICB or +IFD | [8 empty] | 1777
+MDC | Terminals for resistor connect. |  |  |  | Brake chopper terminals | [8 empty] | 1585
+OCM | Common mode chokes |  |  |  | To be put on motor cable | [8 empty] | 1038
+OCH | Common mode filters with output terminals |  |  |  | Note separate prices for +ODU and +OSI configurations | [8 empty] | 3925
+ODU | du/dt filter |  |  |  | Including +CIT/+COT (W:+400 mm) *** | [8 empty] | 14107
+OSI | Sine wave filter |  |  |  | W: +2x600 mm, Please check the availability from the factory | [8 empty] | 28030
+MAR | Marine construction | [12 empty] | 1529
+SWP | Seaworthy packing | [12 empty] | 519
VACON NXC 380-500 V, 1030 A, EMC Class L, air-cooled AC drive, 6-pulse supply
PRODUCT CODE | Low Overload Ratings |  |  |  | High Overload Ratings |  |  |  | Frame | Dimensions |  | Weight |  | LIST
| Motor Power | Motor Power | Continuous | 110% | Motor Power | Motor Power | Continuous | 150% | Size | WxHxD |  | [kg] | [lb] | PRICE
| Low Overload | Low Overload | Current | Overload | High Overload | High Overload | Current | Overload |  | [mm] | [inches] |  |  | EUR
| 400V [kW] | 480V [Hp] | IL [A] | Current [A] | 400V [kW] | 480V [Hp] | IH [A] | Current [A]
NXC10305A2L0SSFA1A2000000 | 560 |  | 1030 | 1133 | 500 |  | 920 | 1380 | FR12/Type 1/IP21 | 1206x2275x605 |  | 810 |  | 50097
NXC10305A5L0SSFA1A2000000 | 560 |  | 1030 | 1133 | 500 |  | 920 | 1380 | FR12/Type 12/IP54 | 1206x2405x605 |  | 830 |  | 53802
VACON NXC Options | DESCRIPTION |  |  |  | NOTE | [8 empty] | LIST
PRICE
EUR
+ACH | Cabinet heater 50 W |  |  |  | 2 x 50 W, requires +TUP * | [8 empty] | 616
+ACL | Cabinet light |  |  |  | Requires +TUP * | [8 empty] | 433
+CIT | Cabling Input Top |  |  |  | Including +CIT/+COT (W:+400 mm) | [8 empty] | 2869
+DCM | Analog meter + curr.trafo |  |  |  | CT on L1 | [8 empty] | 819
+GPL | 100 mm base/plinth |  |  |  | For basic drive ** | [8 empty] | 657
+GPH | 200 mm base/plinth |  |  |  | For basic drive ** | [8 empty] | 971
+ICB | Circuit breaker, including +AMO |  |  |  | MCCB, not with +ILS, +IFU, +IFD or +ICO, requires +TUP * | [8 empty] | 5647
+ICO | Contactor AC-1 |  |  |  | Requires +TUP, not with +ICB * | [8 empty] | 4935
+IFD | Fuse switch + aR fuses |  |  |  | Not with +ILS, +IFU or +ICB | [8 empty] | 2971
+IFU | aR fuses & base |  |  |  | Not with +ILS, +ICB or +IFD | [8 empty] | 1691
+ILS | Load switch |  |  |  | Not with +IFU, +ICB or +IFD | [8 empty] | 1777
+MDC | Terminals for resistor connect. |  |  |  | Brake chopper terminals | [8 empty] | 1585
+OCM | Common mode chokes |  |  |  | To be put on motor cable | [8 empty] | 1038
+OCH | Common mode filters with output terminals |  |  |  | Note separate prices for +ODU and +OSI configurations | [8 empty] | 3925
+ODU | du/dt filter |  |  |  | Including +CIT/+COT (W:+400 mm) *** | [8 empty] | 14107
+OSI | Sine wave filter |  |  |  | W: +2x600 mm, Please check the availability from the factory | [8 empty] | 28030
+MAR | Marine construction | [12 empty] | 1529
+SWP | Seaworthy packing | [12 empty] | 519
VACON NXC 380-500 V, 1150 A, EMC Class L, air-cooled AC drive, 6-pulse supply
PRODUCT CODE | Low Overload Ratings |  |  |  | High Overload Ratings |  |  |  | Frame | Dimensions |  | Weight |  | LIST
| Motor Power | Motor Power | Continuous | 110% | Motor Power | Motor Power | Continuous | 150% | Size | WxHxD |  | [kg] | [lb] | PRICE
| Low Overload | Low Overload | Current | Overload | High Overload | High Overload | Current | Overload |  | [mm] | [inches] |  |  | EUR
| 400V [kW] | 480V [Hp] | IL [A] | Current [A] | 400V [kW] | 480V [Hp] | IH [A] | Current [A]
NXC11505A2L0SSFA1A2000000+IFD | 630 |  | 1150 | 1265 | 560 |  | 1030 | 1545 | FR13/Type 1/IP21 | 1406x2275x605 |  | 1000 |  | 60349
NXC11505A5L0SSFA1A2000000+IFD | 630 |  | 1150 | 1265 | 560 |  | 1030 | 1545 | FR13/Type 12/IP54 | 1406x2445x605 |  | 1060 |  | 65619
THE FOLLOWING OPTIONS ARE INCLUDED AS STANDARD:
+IFD Load switch + bolt-on fuses
VACON NXC Options | DESCRIPTION |  |  |  | NOTE | [8 empty] | LIST
PRICE
EUR
+ACH | Cabinet heater 50 W |  |  |  | 2 x 50 W, requires +TUP * | [8 empty] | 616
+ACL | Cabinet light |  |  |  | Requires +TUP * | [8 empty] | 433
+CIT | Cabling Input Top |  |  |  | Including +CIT/+COT (W:+400 mm) | [8 empty] | 4790
+DCM | Analog meter + curr.trafo |  |  |  | CT on L1 | [8 empty] | 819
+GPL | 100 mm base/plinth |  |  |  | For basic drive ** | [8 empty] | 657
+GPH | 200 mm base/plinth |  |  |  | For basic drive ** | [8 empty] | 971
+ICB | Circuit breaker, including +AMO |  |  |  | MCCB, not with +IFD (upgrades +IFD to +ICB), requires +TUP * | [8 empty] | 2787
+MDC | Terminals for DC connect. |  |  |  | Including +CIT/+COT (W:+400 mm) | [8 empty] | 2877
+OCM | Common mode chokes |  |  |  | To be put on motor cable | [8 empty] | 1558
+OCH | Common mode filters with output terminals |  |  |  | Note separate prices for +ODU and +OSI configurations | [8 empty] | 4647
+ODU | du/dt filter | [12 empty] | 8967
+OSI | Sine wave filter |  |  |  | W: +800 mm, Please check the availability from the factory | [8 empty] | 24751
+MAR | Marine construction | [12 empty] | 1529
+SWP | Seaworthy packing | [12 empty] | 620
VACON NXC 380-500 V, 1300 A, EMC Class L, air-cooled AC drive, 6-pulse supply
PRODUCT CODE | Low Overload Ratings |  |  |  | High Overload Ratings |  |  |  | Frame | Dimensions |  | Weight |  | LIST
| Motor Power | Motor Power | Continuous | 110% | Motor Power | Motor Power | Continuous | 150% | Size | WxHxD |  | [kg] | [lb] | PRICE
| Low Overload | Low Overload | Current | Overload | High Overload | High Overload | Current | Overload |  | [mm] | [inches] |  |  | EUR
| 400V [kW] | 480V [Hp] | IL [A] | Current [A] | 400V [kW] | 480V [Hp] | IH [A] | Current [A]
NXC13005A2L0SSFA1A2000000+IFD | 710 |  | 1300 | 1430 | 630 |  | 1150 | 1725 | FR13/Type 1/IP21 | 1606x2275x605 |  | 1100 |  | 72102
NXC13005A5L0SSFA1A2000000+IFD | 710 |  | 1300 | 1430 | 630 |  | 1150 | 1725 | FR13/Type 12/IP54 | 1606x2445x605 |  | 1160 |  | 77373
THE FOLLOWING OPTIONS ARE INCLUDED AS STANDARD:
+IFD Load switch + bolt-on fuses
VACON NXC Options | DESCRIPTION |  |  |  | NOTE | [8 empty] | LIST
PRICE
EUR
+ACH | Cabinet heater 50 W |  |  |  | 2 x 50 W, requires +TUP * | [8 empty] | 616
+ACL | Cabinet light |  |  |  | Requires +TUP * | [8 empty] | 433
+CIT | Cabling Input Top |  |  |  | Including +CIT/+COT (W:+400 mm) | [8 empty] | 4790
+DCM | Analog meter + curr.trafo |  |  |  | CT on L1 | [8 empty] | 819
+GPL | 100 mm base/plinth |  |  |  | For basic drive ** | [8 empty] | 657
+GPH | 200 mm base/plinth |  |  |  | For basic drive ** | [8 empty] | 971
+ICB | Circuit breaker, including +AMO |  |  |  | MCCB, not with +IFD (upgrades +IFD to +ICB), requires +TUP * | [8 empty] | 5523
+MDC | Terminals for DC connect. |  |  |  | Including +CIT/+COT (W:+400 mm) | [8 empty] | 2877
+OCM | Common mode chokes |  |  |  | To be put on motor cable | [8 empty] | 2339
+OCH | Common mode filters with output terminals |  |  |  | Note separate prices for +ODU and +OSI configurations | [8 empty] | 4647
+ODU | du/dt filter | [12 empty] | 9770
+OSI | Sine wave filter |  |  |  | W: +800 mm, Please check the availability from the factory | [8 empty] | 29465
+MAR | Marine construction | [12 empty] | 1529
+SWP | Seaworthy packing | [12 empty] | 620
VACON NXC 380-500 V, 1450 A, EMC Class L, air-cooled AC drive, 6-pulse supply
PRODUCT CODE | Low Overload Ratings |  |  |  | High Overload Ratings |  |  |  | Frame | Dimensions |  | Weight |  | LIST
| Motor Power | Motor Power | Continuous | 110% | Motor Power | Motor Power | Continuous | 150% | Size | WxHxD |  | [kg] | [lb] | PRICE
| Low Overload | Low Overload | Current | Overload | High Overload | High Overload | Current | Overload |  | [mm] | [inches] |  |  | EUR
| 400V [kW] | 480V [Hp] | IL [A] | Current [A] | 400V [kW] | 480V [Hp] | IH [A] | Current [A]
NXC14505A2L0SSFA1A2000000+IFD | 800 |  | 1450 | 1595 | 710 |  | 1300 | 1950 | FR13/Type 1/IP21 | 1606x2275x605 |  | 1100 |  | 82800
NXC14505A5L0SSFA1A2000000+IFD | 800 |  | 1450 | 1595 | 710 |  | 1300 | 1950 | FR13/Type 12/IP54 | 1606x2445x605 |  | 1160 |  | 88071
THE FOLLOWING OPTIONS ARE INCLUDED AS STANDARD:
+IFD Load switch + bolt-on fuses
VACON NXC Options | DESCRIPTION |  |  |  | NOTE | [8 empty] | LIST
PRICE
EUR
+ACH | Cabinet heater 50 W |  |  |  | 2 x 50 W, requires +TUP * | [8 empty] | 616
+ACL | Cabinet light |  |  |  | Requires +TUP * | [8 empty] | 433
+CIT | Cabling Input Top |  |  |  | Including +CIT/+COT (W:+400 mm) | [8 empty] | 4790
+DCM | Analog meter + curr.trafo |  |  |  | CT on L1 | [8 empty] | 819
+GPL | 100 mm base/plinth |  |  |  | For basic drive ** | [8 empty] | 657
+GPH | 200 mm base/plinth |  |  |  | For basic drive ** | [8 empty] | 971
+ICB | Circuit breaker, including +AMO |  |  |  | MCCB, not with +IFD (upgrades +IFD to +ICB), requires +TUP * | [8 empty] | 5523
+MDC | Terminals for DC connect. |  |  |  | Including +CIT/+COT (W:+400 mm) | [8 empty] | 2877
+OCM | Common mode chokes |  |  |  | To be put on motor cable | [8 empty] | 2339
+OCH | Common mode filters with output terminals |  |  |  | Note separate prices for +ODU and +OSI configurations | [8 empty] | 4647
+ODU | du/dt filter | [12 empty] | 9770
+OSI | Sine wave filter |  |  |  | W: +800 mm, Please check the availability from the factory | [8 empty] | 29465
+MAR | Marine construction | [12 empty] | 1529
+SWP | Seaworthy packing | [12 empty] | 620
VACON NXC 380-500 V, 1770 A, EMC Class L, air-cooled AC drive, 6-pulse supply
PRODUCT CODE | Low Overload Ratings |  |  |  | High Overload Ratings |  |  |  | Frame | Dimensions |  | Weight |  | LIST
| Motor Power | Motor Power | Continuous | 110% | Motor Power | Motor Power | Continuous | 150% | Size | WxHxD |  | [kg] | [lb] | PRICE
| Low Overload | Low Overload | Current | Overload | High Overload | High Overload | Current | Overload |  | [mm] | [inches] |  |  | EUR
| 400V [kW] | 480V [Hp] | IL [A] | Current [A] | 400V [kW] | 480V [Hp] | IH [A] | Current [A]
NXC17705A2L0SSFA1A2000000+ODU+ICB+AMO+TUP | 1000 |  | 1770 | 1947 | 900 |  | 1600 | 2400 | FR14/Type 1/IP21 | 2806x2275x605 |  | 2440 |  | 130113
NXC17705A5L0SSFA1A2000000+ODU+ICB+AMO+TUP | 1000 |  | 1770 | 1947 | 900 |  | 1600 | 2400 | FR14/Type 12/IP54 | 2806x2445x605 |  | 2500 |  | 139445
THE FOLLOWING OPTIONS ARE INCLUDED AS STANDARD:
+ODU du/dt filter
+ICB Circuit breaker
+AMO ICB motor operator
+TUP Separate 230 VAC terminals
VACON NXC Options | DESCRIPTION |  |  |  | NOTE | [8 empty] | LIST
PRICE
EUR
+ACH | Cabinet heater 50 W |  |  |  | 4 x 50 W, requires +TUP * | [8 empty] | 1218
+ACL | Cabinet light |  |  |  | Requires +TUP * | [8 empty] | 865
+CIT | Cabling Input Top |  |  |  | Including +CIT/+COT (W:+600 mm) | [8 empty] | 4790
+DCM | Analog meter + curr.trafo |  |  |  | CT on L1 | [8 empty] | 819
+GPL | 100 mm base/plinth |  |  |  | For basic drive ** | [8 empty] | 1159
+GPH | 200 mm base/plinth |  |  |  | For basic drive ** | [8 empty] | 1735
+OCM | Common mode chokes |  |  |  | To be put on motor cable | [8 empty] | 2339
+OCH | Common mode filters with output terminals |  |  |  | Note separate prices for +ODU and +OSI configurations | [8 empty] | 6413
+OSI | Sine wave filter *** |  |  |  | W: +2x800 mm, PRICE UPGRADES +ODU to +OSI | [8 empty] | 30691
+MAR | Marine construction | [12 empty] | 2610
+SWP | Seaworthy packing | [12 empty] | 1111
VACON NXC 380-500 V, 2150 A, EMC Class L, air-cooled AC drive, 6-pulse supply
PRODUCT CODE | Low Overload Ratings |  |  |  | High Overload Ratings |  |  |  | Frame | Dimensions |  | Weight |  | LIST
| Motor Power | Motor Power | Continuous | 110% | Motor Power | Motor Power | Continuous | 150% | Size | WxHxD |  | [kg] | [lb] | PRICE
| Low Overload | Low Overload | Current | Overload | High Overload | High Overload | Current | Overload |  | [mm] | [inches] |  |  | EUR
| 400V [kW] | 480V [Hp] | IL [A] | Current [A] | 400V [kW] | 480V [Hp] | IH [A] | Current [A]
NXC21505A2L0SSFA1A2000000+ODU+ICB+AMO+TUP | 1200 |  | 2150 | 2365 | 1100 |  | 1940 | 2910 | FR14/Type 1/IP21 | 2806x2275x605 |  | 2440 |  | 155407
NXC21505A5L0SSFA1A2000000+ODU+ICB+AMO+TUP | 1200 |  | 2150 | 2365 | 1100 |  | 1940 | 2910 | FR14/Type 12/IP54 | 2806x2445x605 |  | 2500 |  | 164737
THE FOLLOWING OPTIONS ARE INCLUDED AS STANDARD:
+ODU du/dt filter
+ICB Circuit breaker
+AMO ICB motor operator
+TUP Separate 230 VAC terminals
VACON NXC Options | DESCRIPTION |  |  |  | NOTE | [8 empty] | LIST
PRICE
EUR
+ACH | Cabinet heater 50 W |  |  |  | 4 x 50 W, requires +TUP * | [8 empty] | 1218
+ACL | Cabinet light |  |  |  | Requires +TUP * | [8 empty] | 865
+CIT | Cabling Input Top |  |  |  | Including +CIT/+COT (W:+600 mm) | [8 empty] | 4790
+DCM | Analog meter + curr.trafo |  |  |  | CT on L1 | [8 empty] | 819
+GPL | 100 mm base/plinth |  |  |  | For basic drive ** | [8 empty] | 1159
+GPH | 200 mm base/plinth |  |  |  | For basic drive ** | [8 empty] | 1735
+OCM | Common mode chokes |  |  |  | To be put on motor cable | [8 empty] | 2957
+OCH | Common mode filters with output terminals |  |  |  | Note separate prices for +ODU and +OSI configurations | [8 empty] | 6413
+OSI | Sine wave filter *** |  |  |  | W: +2x800 mm, PRICE UPGRADES +ODU to +OSI | [8 empty] | 30691
+MAR | Marine construction | [12 empty] | 2610
+SWP | Seaworthy packing | [12 empty] | 1111
VACON NXC 380-500 V, 385 A, EMC Class L, air-cooled AC drive, 12-pulse supply
PRODUCT CODE | Low Overload Ratings |  |  |  | High Overload Ratings |  |  |  | Frame | Dimensions |  | Weight |  | LIST
| Motor Power | Motor Power | Continuous | 110% | Motor Power | Motor Power | Continuous | 150% | Size | WxHxD |  | [kg] | [lb] | PRICE
| Low Overload | Low Overload | Current | Overload | High Overload | High Overload | Current | Overload |  | [mm] | [inches] |  |  | EUR
| 400V [kW] | 480V [Hp] | IL [A] | Current [A] | 400V [kW] | 480V [Hp] | IH [A] | Current [A]
NXC03855A2L0TSFA1A2000000 | 200 |  | 385 | 424 | 160 |  | 300 | 450 | FR10/Type 1/IP21 | 606x2275x605 |  | 371 |  | 21358
NXC03855A5L0TSFA1A2000000 | 200 |  | 385 | 424 | 160 |  | 300 | 450 | FR10/Type 12/IP54 | 606x2405x605 |  | 381 |  | 23285
VACON NXC Options | DESCRIPTION |  |  |  | NOTE | [8 empty] | LIST
PRICE
EUR
+ACH | Cabinet heater 50 W |  |  |  | 1 x 50 W, requires +TUP * | [8 empty] | 313
+ACL | Cabinet light |  |  |  | Requires +TUP * | [8 empty] | 433
+CIT | Cabling Input Top |  |  |  | Including +CIT/+COT (W:+400 mm) | [8 empty] | 2587
+DCM | Analog meter + curr.trafo |  |  |  | CT on L1 | [8 empty] | 487
+GPL | 100 mm base/plinth |  |  |  | For basic drive ** | [8 empty] | 291
+GPH | 200 mm base/plinth |  |  |  | For basic drive ** | [8 empty] | 437
+ICB | Circuit breaker, including +AMO |  |  |  | MCCB, not with IFU * | [8 empty] | 5183
+IFU | aR fuses & base |  |  |  | Not with ICB | [8 empty] | 653
+MDC | Terminals for DC connect. |  |  |  | DC-connection / additional dc/brake chopper terminals | [8 empty] | 817
+OCM | Common mode chokes |  |  |  | To be put on motor cable | [8 empty] | 501
+OCH | Common mode filters with output terminals |  |  |  | Note separate prices for +ODU and +OSI configurations | [8 empty] | 1987
+ODU | du/dt filter |  |  |  | Including +CIT/+COT (W:+400 mm) *** | [8 empty] | 6759
+OSI | Sine wave filter |  |  |  | W: +600 mm, Please check the availability from the factory | [8 empty] | 12368
+MAR | Marine construction | [12 empty] | 927
+SWP | Seaworthy packing | [12 empty] | 389
VACON NXC 380-500 V, 460 A, EMC Class L, air-cooled AC drive, 12-pulse supply
PRODUCT CODE | Low Overload Ratings |  |  |  | High Overload Ratings |  |  |  | Frame | Dimensions |  | Weight |  | LIST
| Motor Power | Motor Power | Continuous | 110% | Motor Power | Motor Power | Continuous | 150% | Size | WxHxD |  | [kg] | [lb] | PRICE
| Low Overload | Low Overload | Current | Overload | High Overload | High Overload | Current | Overload |  | [mm] | [inches] |  |  | EUR
| 400V [kW] | 480V [Hp] | IL [A] | Current [A] | 400V [kW] | 480V [Hp] | IH [A] | Current [A]
NXC04605A2L0TSFA1A2000000 | 250 |  | 460 | 506 | 200 |  | 385 | 578 | FR10/Type 1/IP21 | 606x2275x605 |  | 403 |  | 22866
NXC04605A5L0TSFA1A2000000 | 250 |  | 460 | 506 | 200 |  | 385 | 578 | FR10/Type 12/IP54 | 606x2405x605 |  | 413 |  | 24739
VACON NXC Options | DESCRIPTION |  |  |  | NOTE | [8 empty] | LIST
PRICE
EUR
+ACH | Cabinet heater 50 W |  |  |  | 1 x 50 W, requires +TUP * | [8 empty] | 313
+ACL | Cabinet light |  |  |  | Requires +TUP * | [8 empty] | 433
+CIT | Cabling Input Top |  |  |  | Including +CIT/+COT (W:+400 mm) | [8 empty] | 2587
+DCM | Analog meter + curr.trafo |  |  |  | CT on L1 | [8 empty] | 487
+GPL | 100 mm base/plinth |  |  |  | For basic drive ** | [8 empty] | 291
+GPH | 200 mm base/plinth |  |  |  | For basic drive ** | [8 empty] | 437
+ICB | Circuit breaker, including +AMO |  |  |  | MCCB, not with IFU * | [8 empty] | 5183
+IFU | aR fuses & base |  |  |  | Not with ICB | [8 empty] | 859
+MDC | Terminals for DC connect. |  |  |  | DC-connection / additional dc/brake chopper terminals | [8 empty] | 817
+OCM | Common mode chokes |  |  |  | To be put on motor cable | [8 empty] | 501
+OCH | Common mode filters with output terminals |  |  |  | Note separate prices for +ODU and +OSI configurations | [8 empty] | 1987
+ODU | du/dt filter |  |  |  | Including +CIT/+COT (W:+400 mm) *** | [8 empty] | 8018
+OSI | Sine wave filter |  |  |  | W: +600 mm, Please check the availability from the factory | [8 empty] | 13947
+MAR | Marine construction | [12 empty] | 927
+SWP | Seaworthy packing | [12 empty] | 389
VACON NXC 380-500 V, 520 A, EMC Class L, air-cooled AC drive, 12-pulse supply
PRODUCT CODE | Low Overload Ratings |  |  |  | High Overload Ratings |  |  |  | Frame | Dimensions |  | Weight |  | LIST
| Motor Power | Motor Power | Continuous | 110% | Motor Power | Motor Power | Continuous | 150% | Size | WxHxD |  | [kg] | [lb] | PRICE
| Low Overload | Low Overload | Current | Overload | High Overload | High Overload | Current | Overload |  | [mm] | [inches] |  |  | EUR
| 400V [kW] | 480V [Hp] | IL [A] | Current [A] | 400V [kW] | 480V [Hp] | IH [A] | Current [A]
NXC05205A2L0TSFA1A2000000 | 250 |  | 520 | 572 | 250 |  | 460 | 690 | FR10/Type 1/IP21 | 606x2275x605 |  | 403 |  | 24255
NXC05205A5L0TSFA1A2000000 | 250 |  | 520 | 572 | 250 |  | 460 | 690 | FR10/Type 12/IP54 | 606x2405x605 |  | 413 |  | 26077
VACON NXC Options | DESCRIPTION |  |  |  | NOTE | [8 empty] | LIST
PRICE
EUR
+ACH | Cabinet heater 50 W |  |  |  | 1 x 50 W, requires +TUP * | [8 empty] | 313
+ACL | Cabinet light |  |  |  | Requires +TUP * | [8 empty] | 433
+CIT | Cabling Input Top |  |  |  | Including +CIT/+COT (W:+400 mm) | [8 empty] | 2587
+DCM | Analog meter + curr.trafo |  |  |  | CT on L1 | [8 empty] | 487
+GPL | 100 mm base/plinth |  |  |  | For basic drive ** | [8 empty] | 291
+GPH | 200 mm base/plinth |  |  |  | For basic drive ** | [8 empty] | 437
+ICB | Circuit breaker, including +AMO |  |  |  | MCCB, not with IFU * | [8 empty] | 5183
+IFU | aR fuses & base |  |  |  | Not with ICB | [8 empty] | 859
+MDC | Terminals for DC connect. |  |  |  | DC-connection / additional dc/brake chopper terminals | [8 empty] | 817
+OCM | Common mode chokes |  |  |  | To be put on motor cable | [8 empty] | 501
+OCH | Common mode filters with output terminals |  |  |  | Note separate prices for +ODU and +OSI configurations | [8 empty] | 1987
+ODU | du/dt filter |  |  |  | Including +CIT/+COT (W:+400 mm) *** | [8 empty] | 8018
+OSI | Sine wave filter |  |  |  | W: +600 mm, Please check the availability from the factory | [8 empty] | 13947
+MAR | Marine construction | [12 empty] | 927
+SWP | Seaworthy packing | [12 empty] | 389
VACON NXC 380-500 V, 590 A, EMC Class L, air-cooled AC drive, 12-pulse supply
PRODUCT CODE | Low Overload Ratings |  |  |  | High Overload Ratings |  |  |  | Frame | Dimensions |  | Weight |  | LIST
| Motor Power | Motor Power | Continuous | 110% | Motor Power | Motor Power | Continuous | 150% | Size | WxHxD |  | [kg] | [lb] | PRICE
| Low Overload | Low Overload | Current | Overload | High Overload | High Overload | Current | Overload |  | [mm] | [inches] |  |  | EUR
| 400V [kW] | 480V [Hp] | IL [A] | Current [A] | 400V [kW] | 480V [Hp] | IH [A] | Current [A]
NXC05905A2L0TSFA1A2000000 | 315 |  | 590 | 649 | 250 |  | 520 | 780 | FR11/Type 1/IP21 | 806x2275x605 |  | 577 |  | 27695
NXC05905A5L0TSFA1A2000000 | 315 |  | 590 | 649 | 250 |  | 520 | 780 | FR11/Type 12/IP54 | 806x2405x605 |  | 590 |  | 30124
VACON NXC Options | DESCRIPTION |  |  |  | NOTE | [8 empty] | LIST
PRICE
EUR
+ACH | Cabinet heater 50 W |  |  |  | 1 x 50 W, requires +TUP * | [8 empty] | 313
+ACL | Cabinet light |  |  |  | Requires +TUP * | [8 empty] | 433
+CIT | Cabling Input Top |  |  |  | Including +CIT/+COT (W:+400 mm) | [8 empty] | 2587
+DCM | Analog meter + curr.trafo |  |  |  | CT on L1 | [8 empty] | 819
+GPL | 100 mm base/plinth |  |  |  | For basic drive ** | [8 empty] | 329
+GPH | 200 mm base/plinth |  |  |  | For basic drive ** | [8 empty] | 486
+ICB | Circuit breaker, including +AMO |  |  |  | MCCB, not with +ILS, +IFU, +IFD or +ICO * | [8 empty] | 5561
+ICO | Contactor AC-1 |  |  |  | Requires +TUP, not with +ICB * | [8 empty] | 3132
+IFD | Fuse switch + aR fuses |  |  |  | Not with +ILS, +IFU or +ICB | [8 empty] | 1991
+IFU | aR fuses & base |  |  |  | Not with +ILS, +ICB or +IFD | [8 empty] | 1183
+ILS | Load switch |  |  |  | Not with +IFU, +ICB or +IFD | [8 empty] | 1297
+MDC | Terminals for DC connect. |  |  |  | DC-connection / additional dc/brake chopper terminals | [8 empty] | 1170
+OCM | Common mode chokes |  |  |  | To be put on motor cable | [8 empty] | 501
+OCH | Common mode filters with output terminals |  |  |  | Note separate prices for +ODU and +OSI configurations | [8 empty] | 2564
+ODU | du/dt filter |  |  |  | Including +CIT/+COT (W:+400 mm) *** | [8 empty] | 8107
+OSI | Sine wave filter |  |  |  | W: +800 mm, Please check the availability from the factory | [8 empty] | 14514
+MAR | Marine construction | [12 empty] | 1139
+SWP | Seaworthy packing | [12 empty] | 467
VACON NXC 380-500 V, 650 A, EMC Class L, air-cooled AC drive, 12-pulse supply
PRODUCT CODE | Low Overload Ratings |  |  |  | High Overload Ratings |  |  |  | Frame | Dimensions |  | Weight |  | LIST
| Motor Power | Motor Power | Continuous | 110% | Motor Power | Motor Power | Continuous | 150% | Size | WxHxD |  | [kg] | [lb] | PRICE
| Low Overload | Low Overload | Current | Overload | High Overload | High Overload | Current | Overload |  | [mm] | [inches] |  |  | EUR
| 400V [kW] | 480V [Hp] | IL [A] | Current [A] | 400V [kW] | 480V [Hp] | IH [A] | Current [A]
NXC06505A2L0TSFA1A2000000 | 355 |  | 650 | 715 | 315 |  | 590 | 885 | FR11/Type 1/IP21 | 806x2275x605 |  | 577 |  | 30039
NXC06505A5L0TSFA1A2000000 | 355 |  | 650 | 715 | 315 |  | 590 | 885 | FR11/Type 12/IP54 | 806x2405x605 |  | 590 |  | 32467
VACON NXC Options | DESCRIPTION |  |  |  | NOTE | [8 empty] | LIST
PRICE
EUR
+ACH | Cabinet heater 50 W |  |  |  | 1 x 50 W, requires +TUP * | [8 empty] | 313
+ACL | Cabinet light |  |  |  | Requires +TUP * | [8 empty] | 433
+CIT | Cabling Input Top |  |  |  | Including +CIT/+COT (W:+400 mm) | [8 empty] | 2587
+DCM | Analog meter + curr.trafo |  |  |  | CT on L1 | [8 empty] | 819
+GPL | 100 mm base/plinth |  |  |  | For basic drive ** | [8 empty] | 329
+GPH | 200 mm base/plinth |  |  |  | For basic drive ** | [8 empty] | 486
+ICB | Circuit breaker, including +AMO |  |  |  | MCCB, not with +ILS, +IFU, +IFD or +ICO * | [8 empty] | 5561
+ICO | Contactor AC-1 |  |  |  | Requires +TUP, not with +ICB * | [8 empty] | 3132
+IFD | Fuse switch + aR fuses |  |  |  | Not with +ILS, +IFU or +ICB | [8 empty] | 1991
+IFU | aR fuses & base |  |  |  | Not with +ILS, +ICB or +IFD | [8 empty] | 1183
+ILS | Load switch |  |  |  | Not with +IFU, +ICB or +IFD | [8 empty] | 1297
+MDC | Terminals for DC connect. |  |  |  | DC-connection / additional dc/brake chopper terminals | [8 empty] | 1170
+OCM | Common mode chokes |  |  |  | To be put on motor cable | [8 empty] | 1038
+OCH | Common mode filters with output terminals |  |  |  | Note separate prices for +ODU and +OSI configurations | [8 empty] | 2564
+ODU | du/dt filter |  |  |  | Including +CIT/+COT (W:+400 mm) *** | [8 empty] | 8998
+OSI | Sine wave filter |  |  |  | W: +800 mm, Please check the availability from the factory | [8 empty] | 16929
+MAR | Marine construction | [12 empty] | 1139
+SWP | Seaworthy packing | [12 empty] | 467
VACON NXC 380-500 V, 730 A, EMC Class L, air-cooled AC drive, 12-pulse supply
PRODUCT CODE | Low Overload Ratings |  |  |  | High Overload Ratings |  |  |  | Frame | Dimensions |  | Weight |  | LIST
| Motor Power | Motor Power | Continuous | 110% | Motor Power | Motor Power | Continuous | 150% | Size | WxHxD |  | [kg] | [lb] | PRICE
| Low Overload | Low Overload | Current | Overload | High Overload | High Overload | Current | Overload |  | [mm] | [inches] |  |  | EUR
| 400V [kW] | 480V [Hp] | IL [A] | Current [A] | 400V [kW] | 480V [Hp] | IH [A] | Current [A]
NXC07305A2L0TSFA1A2000000 | 400 |  | 730 | 803 | 355 |  | 650 | 975 | FR11/Type 1/IP21 | 806x2275x605 |  | 577 |  | 32848
NXC07305A5L0TSFA1A2000000 | 400 |  | 730 | 803 | 355 |  | 650 | 975 | FR11/Type 12/IP54 | 806x2445x605 |  | 590 |  | 35277
VACON NXC Options | DESCRIPTION |  |  |  | NOTE | [8 empty] | LIST
PRICE
EUR
+ACH | Cabinet heater 50 W |  |  |  | 1 x 50 W, requires +TUP * | [8 empty] | 313
+ACL | Cabinet light |  |  |  | Requires +TUP * | [8 empty] | 433
+CIT | Cabling Input Top |  |  |  | Including +CIT/+COT (W:+400 mm) | [8 empty] | 2587
+DCM | Analog meter + curr.trafo |  |  |  | CT on L1 | [8 empty] | 819
+GPL | 100 mm base/plinth |  |  |  | For basic drive ** | [8 empty] | 329
+GPH | 200 mm base/plinth |  |  |  | For basic drive ** | [8 empty] | 486
+ICB | Circuit breaker, including +AMO |  |  |  | MCCB, not with +ILS, +IFU, +IFD or +ICO, requires +TUP * | [8 empty] | 5561
+ICO | Contactor AC-1 |  |  |  | Requires +TUP, not with +ICB * | [8 empty] | 3132
+IFD | Fuse switch + aR fuses |  |  |  | Not with +ILS, +IFU or +ICB | [8 empty] | 1991
+IFU | aR fuses & base |  |  |  | Not with +ILS, +ICB or +IFD | [8 empty] | 1183
+ILS | Load switch |  |  |  | Not with +IFU, +ICB or +IFD | [8 empty] | 1297
+MDC | Terminals for DC connect. |  |  |  | DC-connection / additional dc/brake chopper terminals | [8 empty] | 1170
+OCM | Common mode chokes |  |  |  | To be put on motor cable | [8 empty] | 1038
+OCH | Common mode filters with output terminals |  |  |  | Note separate prices for +ODU and +OSI configurations | [8 empty] | 2564
+ODU | du/dt filter |  |  |  | Including +CIT/+COT (W:+400 mm) *** | [8 empty] | 8998
+OSI | Sine wave filter |  |  |  | W: +800 mm, Please check the availability from the factory | [8 empty] | 16929
+MAR | Marine construction | [12 empty] | 1139
+SWP | Seaworthy packing | [12 empty] | 467
VACON NXC 380-500 V, 820 A, EMC Class L, air-cooled AC drive, 12-pulse supply
PRODUCT CODE | Low Overload Ratings |  |  |  | High Overload Ratings |  |  |  | Frame | Dimensions |  | Weight |  | LIST
| Motor Power | Motor Power | Continuous | 110% | Motor Power | Motor Power | Continuous | 150% | Size | WxHxD |  | [kg] | [lb] | PRICE
| Low Overload | Low Overload | Current | Overload | High Overload | High Overload | Current | Overload |  | [mm] | [inches] |  |  | EUR
| 400V [kW] | 480V [Hp] | IL [A] | Current [A] | 400V [kW] | 480V [Hp] | IH [A] | Current [A]
NXC08205A2L0TSFA1A2000000 | 450 |  | 820 | 902 | 400 |  | 730 | 1095 | FR12/Type 1/IP21 | 1206x2275x605 |  | 810 |  | 40478
NXC08205A5L0TSFA1A2000000 | 450 |  | 820 | 902 | 400 |  | 730 | 1095 | FR12/Type 12/IP54 | 1206x2405x605 |  | 830 |  | 43830
VACON NXC Options | DESCRIPTION |  |  |  | NOTE | [8 empty] | LIST
PRICE
EUR
+ACH | Cabinet heater 50 W |  |  |  | 2 x 50 W, requires +TUP * | [8 empty] | 616
+ACL | Cabinet light |  |  |  | Requires +TUP * | [8 empty] | 433
+CIT | Cabling Input Top |  |  |  | Including +CIT/+COT (W:+400 mm) | [8 empty] | 2869
+DCM | Analog meter + curr.trafo |  |  |  | CT on L1 | [8 empty] | 819
+GPL | 100 mm base/plinth |  |  |  | For basic drive ** | [8 empty] | 657
+GPH | 200 mm base/plinth |  |  |  | For basic drive ** | [8 empty] | 971
+ICB | Circuit breaker, including +AMO |  |  |  | MCCB, not with +ILS, +IFU, +IFD or +ICO, requires +TUP * | [8 empty] | 5647
+ICO | Contactor AC-1 |  |  |  | Requires +TUP, not with +ICB * | [8 empty] | 4167
+IFD | Fuse switch + aR fuses |  |  |  | Not with +ILS, +IFU or +ICB | [8 empty] | 3053
+IFU | aR fuses & base |  |  |  | Not with +ILS, +ICB or +IFD | [8 empty] | 1691
+ILS | Load switch |  |  |  | Not with +IFU, +ICB or +IFD | [8 empty] | 1777
+MDC | Terminals for resistor connect. |  |  |  | Brake chopper terminals | [8 empty] | 1585
+OCM | Common mode chokes |  |  |  | To be put on motor cable | [8 empty] | 1038
+OCH | Common mode filters with output terminals |  |  |  | Note separate prices for +ODU and +OSI configurations | [8 empty] | 3925
+ODU | du/dt filter |  |  |  | Including +CIT/+COT (W:+400 mm) *** | [8 empty] | 11848
+OSI | Sine wave filter |  |  |  | W: +2x600 mm, Please check the availability from the factory | [8 empty] | 24435
+MAR | Marine construction | [12 empty] | 1529
+SWP | Seaworthy packing | [12 empty] | 519
VACON NXC 380-500 V, 920 A, EMC Class L, air-cooled AC drive, 12-pulse supply
PRODUCT CODE | Low Overload Ratings |  |  |  | High Overload Ratings |  |  |  | Frame | Dimensions |  | Weight |  | LIST
| Motor Power | Motor Power | Continuous | 110% | Motor Power | Motor Power | Continuous | 150% | Size | WxHxD |  | [kg] | [lb] | PRICE
| Low Overload | Low Overload | Current | Overload | High Overload | High Overload | Current | Overload |  | [mm] | [inches] |  |  | EUR
| 400V [kW] | 480V [Hp] | IL [A] | Current [A] | 400V [kW] | 480V [Hp] | IH [A] | Current [A]
NXC09205A2L0TSFA1A2000000 | 500 |  | 920 | 1012 | 450 |  | 820 | 1230 | FR12/Type 1/IP21 | 1206x2275x605 |  | 810 |  | 47811
NXC09205A5L0TSFA1A2000000 | 500 |  | 920 | 1012 | 450 |  | 820 | 1230 | FR12/Type 12/IP54 | 1206x2405x605 |  | 830 |  | 51515
VACON NXC Options | DESCRIPTION |  |  |  | NOTE | [8 empty] | LIST
PRICE
EUR
+ACH | Cabinet heater 50 W |  |  |  | 2 x 50 W, requires +TUP * | [8 empty] | 616
+ACL | Cabinet light |  |  |  | Requires +TUP * | [8 empty] | 433
+CIT | Cabling Input Top |  |  |  | Including +CIT/+COT (W:+400 mm) | [8 empty] | 2869
+DCM | Analog meter + curr.trafo |  |  |  | CT on L1 | [8 empty] | 819
+GPL | 100 mm base/plinth |  |  |  | For basic drive ** | [8 empty] | 657
+GPH | 200 mm base/plinth |  |  |  | For basic drive ** | [8 empty] | 971
+ICB | Circuit breaker, including +AMO |  |  |  | MCCB, not with +ILS, +IFU, +IFD or +ICO, requires +TUP * | [8 empty] | 5647
+ICO | Contactor AC-1 |  |  |  | Requires +TUP, not with +ICB * | [8 empty] | 4167
+IFD | Fuse switch + aR fuses |  |  |  | Not with +ILS, +IFU or +ICB | [8 empty] | 3053
+IFU | aR fuses & base |  |  |  | Not with +ILS, +ICB or +IFD | [8 empty] | 1691
+ILS | Load switch |  |  |  | Not with +IFU, +ICB or +IFD | [8 empty] | 1777
+MDC | Terminals for resistor connect. |  |  |  | Brake chopper terminals | [8 empty] | 1585
+OCM | Common mode chokes |  |  |  | To be put on motor cable | [8 empty] | 1038
+OCH | Common mode filters with output terminals |  |  |  | Note separate prices for +ODU and +OSI configurations | [8 empty] | 3925
+ODU | du/dt filter |  |  |  | Including +CIT/+COT (W:+400 mm) *** | [8 empty] | 14107
+OSI | Sine wave filter |  |  |  | W: +2x600 mm, Please check the availability from the factory | [8 empty] | 28030
+MAR | Marine construction | [12 empty] | 1529
+SWP | Seaworthy packing | [12 empty] | 519
VACON NXC 380-500 V, 1030 A, EMC Class L, air-cooled AC drive, 12-pulse supply
PRODUCT CODE | Low Overload Ratings |  |  |  | High Overload Ratings |  |  |  | Frame | Dimensions |  | Weight |  | LIST
| Motor Power | Motor Power | Continuous | 110% | Motor Power | Motor Power | Continuous | 150% | Size | WxHxD |  | [kg] | [lb] | PRICE
| Low Overload | Low Overload | Current | Overload | High Overload | High Overload | Current | Overload |  | [mm] | [inches] |  |  | EUR
| 400V [kW] | 480V [Hp] | IL [A] | Current [A] | 400V [kW] | 480V [Hp] | IH [A] | Current [A]
NXC10305A2L0TSFA1A2000000 | 560 |  | 1030 | 1133 | 500 |  | 920 | 1380 | FR12/Type 1/IP21 | 1206x2275x605 |  | 810 |  | 51465
NXC10305A5L0TSFA1A2000000 | 560 |  | 1030 | 1133 | 500 |  | 920 | 1380 | FR12/Type 12/IP54 | 1206x2405x605 |  | 830 |  | 55170
VACON NXC Options | DESCRIPTION |  |  |  | NOTE | [8 empty] | LIST
PRICE
EUR
+ACH | Cabinet heater 50 W |  |  |  | 2 x 50 W, requires +TUP * | [8 empty] | 616
+ACL | Cabinet light |  |  |  | Requires +TUP * | [8 empty] | 433
+CIT | Cabling Input Top |  |  |  | Including +CIT/+COT (W:+400 mm) | [8 empty] | 2869
+DCM | Analog meter + curr.trafo |  |  |  | CT on L1 | [8 empty] | 819
+GPL | 100 mm base/plinth |  |  |  | For basic drive ** | [8 empty] | 657
+GPH | 200 mm base/plinth |  |  |  | For basic drive ** | [8 empty] | 971
+ICB | Circuit breaker, including +AMO |  |  |  | MCCB, not with +ILS, +IFU, +IFD or +ICO, requires +TUP * | [8 empty] | 5647
+ICO | Contactor AC-1 |  |  |  | Requires +TUP, not with +ICB * | [8 empty] | 4935
+IFD | Fuse switch + aR fuses |  |  |  | Not with +ILS, +IFU or +ICB | [8 empty] | 3053
+IFU | aR fuses & base |  |  |  | Not with +ILS, +ICB or +IFD | [8 empty] | 1691
+ILS | Load switch |  |  |  | Not with +IFU, +ICB or +IFD | [8 empty] | 1777
+MDC | Terminals for resistor connect. |  |  |  | Brake chopper terminals | [8 empty] | 1585
+OCM | Common mode chokes |  |  |  | To be put on motor cable | [8 empty] | 1038
+OCH | Common mode filters with output terminals |  |  |  | Note separate prices for +ODU and +OSI configurations | [8 empty] | 3925
+ODU | du/dt filter |  |  |  | Including +CIT/+COT (W:+400 mm) *** | [8 empty] | 14107
+OSI | Sine wave filter |  |  |  | W: +2x600 mm, Please check the availability from the factory | [8 empty] | 28030
+MAR | Marine construction | [12 empty] | 1529
+SWP | Seaworthy packing | [12 empty] | 519
VACON NXC 380-500 V, 1150 A, EMC Class L, air-cooled AC drive, 12-pulse supply
PRODUCT CODE | Low Overload Ratings |  |  |  | High Overload Ratings |  |  |  | Frame | Dimensions |  | Weight |  | LIST
| Motor Power | Motor Power | Continuous | 110% | Motor Power | Motor Power | Continuous | 150% | Size | WxHxD |  | [kg] | [lb] | PRICE
| Low Overload | Low Overload | Current | Overload | High Overload | High Overload | Current | Overload |  | [mm] | [inches] |  |  | EUR
| 400V [kW] | 480V [Hp] | IL [A] | Current [A] | 400V [kW] | 480V [Hp] | IH [A] | Current [A]
NXC11505A2L0TSFA1A2000000+ICB+AMO+TUP | 630 |  | 1150 | 1265 | 560 |  | 1030 | 1545 | FR13/Type 1/IP21 | 1406x2275x605 |  | 1000 |  | 62327
NXC11505A5L0TSFA1A2000000+ICB+AMO+TUP | 630 |  | 1150 | 1265 | 560 |  | 1030 | 1545 | FR13/Type 12/IP54 | 1406x2445x605 |  | 1060 |  | 67597
THE FOLLOWING OPTIONS ARE INCLUDED AS STANDARD:
+ICB Circuit breaker
+AMO ICB motor operator
+TUP Separate 230 VAC terminals
VACON NXC Options | DESCRIPTION |  |  |  | NOTE | [8 empty] | LIST
PRICE
EUR
+ACH | Cabinet heater 50 W |  |  |  | 2 x 50 W, requires +TUP * | [8 empty] | 616
+ACL | Cabinet light |  |  |  | Requires +TUP * | [8 empty] | 433
+CIT | Cabling Input Top |  |  |  | Including +CIT/+COT (W:+400 mm) | [8 empty] | 4790
+DCM | Analog meter + curr.trafo |  |  |  | CT on L1 | [8 empty] | 819
+GPL | 100 mm base/plinth |  |  |  | For basic drive ** | [8 empty] | 657
+GPH | 200 mm base/plinth |  |  |  | For basic drive ** | [8 empty] | 971
+MDC | Terminals for DC connect. |  |  |  | Including +CIT/+COT (W:+400 mm) | [8 empty] | 2877
+OCM | Common mode chokes |  |  |  | To be put on motor cable | [8 empty] | 1558
+OCH | Common mode filters with output terminals |  |  |  | Note separate prices for +ODU and +OSI configurations | [8 empty] | 4647
+ODU | du/dt filter | [12 empty] | 8967
+OSI | Sine wave filter |  |  |  | W: +800 mm, Please check the availability from the factory | [8 empty] | 24751
+MAR | Marine construction | [12 empty] | 1529
+SWP | Seaworthy packing | [12 empty] | 620
VACON NXC 380-500 V, 1300 A, EMC Class L, air-cooled AC drive, 12-pulse supply
PRODUCT CODE | Low Overload Ratings |  |  |  | High Overload Ratings |  |  |  | Frame | Dimensions |  | Weight |  | LIST
| Motor Power | Motor Power | Continuous | 110% | Motor Power | Motor Power | Continuous | 150% | Size | WxHxD |  | [kg] | [lb] | PRICE
| Low Overload | Low Overload | Current | Overload | High Overload | High Overload | Current | Overload |  | [mm] | [inches] |  |  | EUR
| 400V [kW] | 480V [Hp] | IL [A] | Current [A] | 400V [kW] | 480V [Hp] | IH [A] | Current [A]
NXC13005A2L0TSFA1A2000000+ICB+AMO+TUP | 710 |  | 1300 | 1430 | 630 |  | 1150 | 1725 | FR13/Type 1/IP21 | 2006x2275x605 |  | 1150 |  | 90039
NXC13005A5L0TSFA1A2000000+ICB+AMO+TUP | 710 |  | 1300 | 1430 | 630 |  | 1150 | 1725 | FR13/Type 12/IP54 | 2006x2445x605 |  | 1200 |  | 97657
THE FOLLOWING OPTIONS ARE INCLUDED AS STANDARD:
+ICB Circuit breaker
+AMO ICB motor operator
+TUP Separate 230 VAC terminals
VACON NXC Options | DESCRIPTION |  |  |  | NOTE | [8 empty] | LIST
PRICE
EUR
+ACH | Cabinet heater 50 W |  |  |  | 3 x 50 W, requires +TUP * | [8 empty] | 616
+ACL | Cabinet light |  |  |  | Requires +TUP * | [8 empty] | 433
+CIT | Cabling Input Top |  |  |  | Including +CIT/+COT (W:+400 mm) | [8 empty] | 4790
+DCM | Analog meter + curr.trafo |  |  |  | CT on L1 | [8 empty] | 819
+GPL | 100 mm base/plinth |  |  |  | For basic drive ** | [8 empty] | 657
+GPH | 200 mm base/plinth |  |  |  | For basic drive ** | [8 empty] | 971
+MDC | Terminals for DC connect. |  |  |  | Including +CIT/+COT (W:+400 mm) | [8 empty] | 2877
+OCM | Common mode chokes |  |  |  | To be put on motor cable | [8 empty] | 2339
+OCH | Common mode filters with output terminals |  |  |  | Note separate prices for +ODU and +OSI configurations | [8 empty] | 4647
+ODU | du/dt filter | [12 empty] | 9770
+OSI | Sine wave filter |  |  |  | W: +800 mm, Please check the availability from the factory | [8 empty] | 29465
+MAR | Marine construction | [12 empty] | 1529
+SWP | Seaworthy packing | [12 empty] | 620
VACON NXC 380-500 V, 1450 A, EMC Class L, air-cooled AC drive, 12-pulse supply
PRODUCT CODE | Low Overload Ratings |  |  |  | High Overload Ratings |  |  |  | Frame | Dimensions |  | Weight |  | LIST
| Motor Power | Motor Power | Continuous | 110% | Motor Power | Motor Power | Continuous | 150% | Size | WxHxD |  | [kg] | [lb] | PRICE
| Low Overload | Low Overload | Current | Overload | High Overload | High Overload | Current | Overload |  | [mm] | [inches] |  |  | EUR
| 400V [kW] | 480V [Hp] | IL [A] | Current [A] | 400V [kW] | 480V [Hp] | IH [A] | Current [A]
NXC14505A2L0TSFA1A2000000+ICB+AMO+TUP | 800 |  | 1450 | 1595 | 710 |  | 1300 | 1950 | FR13/Type 1/IP21 | 2006x2275x605 |  | 1150 |  | 103103
NXC14505A5L0TSFA1A2000000+ICB+AMO+TUP | 800 |  | 1450 | 1595 | 710 |  | 1300 | 1950 | FR13/Type 12/IP54 | 2006x2445x605 |  | 1200 |  | 111711
THE FOLLOWING OPTIONS ARE INCLUDED AS STANDARD:
+ICB Circuit breaker
+AMO ICB motor operator
+TUP Separate 230 VAC terminals
VACON NXC Options | DESCRIPTION |  |  |  | NOTE | [8 empty] | LIST
PRICE
EUR
+ACH | Cabinet heater 50 W |  |  |  | 3 x 50 W, requires +TUP * | [8 empty] | 616
+ACL | Cabinet light |  |  |  | Requires +TUP * | [8 empty] | 433
+CIT | Cabling Input Top |  |  |  | Including +CIT/+COT (W:+400 mm) | [8 empty] | 4790
+DCM | Analog meter + curr.trafo |  |  |  | CT on L1 | [8 empty] | 819
+GPL | 100 mm base/plinth |  |  |  | For basic drive ** | [8 empty] | 657
+GPH | 200 mm base/plinth |  |  |  | For basic drive ** | [8 empty] | 971
+MDC | Terminals for DC connect. |  |  |  | Including +CIT/+COT (W:+400 mm) | [8 empty] | 2877
+OCM | Common mode chokes |  |  |  | To be put on motor cable | [8 empty] | 2339
+OCH | Common mode filters with output terminals |  |  |  | Note separate prices for +ODU and +OSI configurations | [8 empty] | 4647
+ODU | du/dt filter | [12 empty] | 9770
+OSI | Sine wave filter |  |  |  | W: +800 mm, Please check the availability from the factory | [8 empty] | 29465
+MAR | Marine construction | [12 empty] | 1529
+SWP | Seaworthy packing | [12 empty] | 620
VACON NXC 380-500 V, 1770 A, EMC Class L, air-cooled AC drive, 12-pulse supply
PRODUCT CODE | Low Overload Ratings |  |  |  | High Overload Ratings |  |  |  | Frame | Dimensions |  | Weight |  | LIST
| Motor Power | Motor Power | Continuous | 110% | Motor Power | Motor Power | Continuous | 150% | Size | WxHxD |  | [kg] | [lb] | PRICE
| Low Overload | Low Overload | Current | Overload | High Overload | High Overload | Current | Overload |  | [mm] | [inches] |  |  | EUR
| 400V [kW] | 480V [Hp] | IL [A] | Current [A] | 400V [kW] | 480V [Hp] | IH [A] | Current [A]
NXC17705A2L0TSFA1A2000000+ODU+ICB+AMO+TUP | 1000 |  | 1770 | 1947 | 900 |  | 1600 | 2400 | FR14/Type 1/IP21 | 2806x2275x605 |  | 2440 |  | 130113
NXC17705A5L0TSFA1A2000000+ODU+ICB+AMO+TUP | 1000 |  | 1770 | 1947 | 900 |  | 1600 | 2400 | FR14/Type 12/IP54 | 2806x2445x605 |  | 2540 |  | 139445
THE FOLLOWING OPTIONS ARE INCLUDED AS STANDARD:
+ODU du/dt filter
+ICB Circuit breaker
+AMO ICB motor operator
+TUP Separate 230 VAC terminals
VACON NXC Options | DESCRIPTION |  |  |  | NOTE | [8 empty] | LIST
PRICE
EUR
+ACH | Cabinet heater 50 W |  |  |  | 4 x 50 W, requires +TUP * | [8 empty] | 1218
+ACL | Cabinet light |  |  |  | Requires +TUP * | [8 empty] | 865
+CIT | Cabling Input Top |  |  |  | Including +CIT/+COT (W:+600 mm) | [8 empty] | 4790
+DCM | Analog meter + curr.trafo |  |  |  | CT on L1 | [8 empty] | 819
+GPL | 100 mm base/plinth |  |  |  | For basic drive ** | [8 empty] | 1159
+GPH | 200 mm base/plinth |  |  |  | For basic drive ** | [8 empty] | 1735
+OCM | Common mode chokes |  |  |  | To be put on motor cable | [8 empty] | 2339
+OCH | Common mode filters with output terminals |  |  |  | Note separate prices for +ODU and +OSI configurations | [8 empty] | 6413
+OSI | Sine wave filter *** |  |  |  | W: +2x800 mm, PRICE UPGRADES +ODU to +OSI | [8 empty] | 30691
+MAR | Marine construction | [12 empty] | 2610
+SWP | Seaworthy packing | [12 empty] | 1111
VACON NXC 380-500 V, 2150 A, EMC Class L, air-cooled AC drive, 12-pulse supply
PRODUCT CODE | Low Overload Ratings |  |  |  | High Overload Ratings |  |  |  | Frame | Dimensions |  | Weight |  | LIST
| Motor Power | Motor Power | Continuous | 110% | Motor Power | Motor Power | Continuous | 150% | Size | WxHxD |  | [kg] | [lb] | PRICE
| Low Overload | Low Overload | Current | Overload | High Overload | High Overload | Current | Overload |  | [mm] | [inches] |  |  | EUR
| 400V [kW] | 480V [Hp] | IL [A] | Current [A] | 400V [kW] | 480V [Hp] | IH [A] | Current [A]
NXC21505A2L0TSFA1A2000000+ODU+ICB+AMO+TUP | 1200 |  | 2150 | 2365 | 1100 |  | 1940 | 2910 | FR14/Type 1/IP21 | 2806x2275x605 |  | 2500 |  | 155407
NXC21505A5L0TSFA1A2000000+ODU+ICB+AMO+TUP | 1200 |  | 2150 | 2365 | 1100 |  | 1940 | 2910 | FR14/Type 12/IP54 | 2806x2445x605 |  | 2600 |  | 164737
THE FOLLOWING OPTIONS ARE INCLUDED AS STANDARD:
+ODU du/dt filter
+ICB Circuit breaker
+AMO ICB motor operator
+TUP Separate 230 VAC terminals
VACON NXC Options | DESCRIPTION |  |  |  | NOTE | [8 empty] | LIST
PRICE
EUR
+ACH | Cabinet heater 50 W |  |  |  | 4 x 50 W, requires +TUP * | [8 empty] | 1218
+ACL | Cabinet light |  |  |  | Requires +TUP * | [8 empty] | 865
+CIT | Cabling Input Top |  |  |  | Including +CIT/+COT (W:+600 mm) | [8 empty] | 4790
+DCM | Analog meter + curr.trafo |  |  |  | CT on L1 | [8 empty] | 819
+GPL | 100 mm base/plinth |  |  |  | For basic drive ** | [8 empty] | 1159
+GPH | 200 mm base/plinth |  |  |  | For basic drive ** | [8 empty] | 1735
+OCM | Common mode chokes |  |  |  | To be put on motor cable | [8 empty] | 2957
+OCH | Common mode filters with output terminals |  |  |  | Note separate prices for +ODU and +OSI configurations | [8 empty] | 6413
+OSI | Sine wave filter *** |  |  |  | W: +2x800 mm, PRICE UPGRADES +ODU to +OSI | [8 empty] | 30691
+MAR | Marine construction | [12 empty] | 2610
+SWP | Seaworthy packing | [12 empty] | 1111

## VACON NXC 690V
VACON NXC 690V | [13 empty] | Level 1
VACON NXC 525-690 V, 125 A, EMC Class L, air-cooled AC drive, 6-pulse supply
PRODUCT CODE | Low Overload Ratings |  |  |  | High Overload Ratings |  |  |  | Frame | Dimensions |  | Weight |  | LIST
| Motor Power | Motor Power | Continuous | 110% | Motor Power | Motor Power | Continuous | 150% | Size | WxHxD |  | [kg] | [lb] | PRICE
| Low Overload | Low Overload | Current | Overload | High Overload | High Overload | Current | Overload |  | [mm] | [inches] |  |  | EUR
| 690V [kW] | 575V [Hp] | IL [A] | Current [A] | 690V [kW] | 575V [Hp] | IH [A] | Current [A]
NXC01256A2L0SSFA1A2000000 | 110 |  | 125 | 138 | 90 |  | 100 | 150 | FR9/Type 1/IP21 | 606x2275x605 |  | 371 |  | 14616
NXC01256A5L0SSFA1A2000000 | 110 |  | 125 | 138 | 90 |  | 100 | 150 | FR9/Type 12/IP54 | 606x2405x605 |  | 381 |  | 15572
VACON NXC Options | DESCRIPTION |  |  |  | NOTE | [8 empty] | LIST
PRICE
EUR
+ACH | Cabinet heater 50 W |  |  |  | 1 x 50 W, requires +TUP * | [8 empty] | 313
+ACL | Cabinet light |  |  |  | Requires +TUP * | [8 empty] | 433
+AMO | ICB motor operator |  |  |  | Including Open/Close push buttons on the door, requires +TUP * | [8 empty] | 935
+CIT | Cabling Input Top |  |  |  | Including +CIT/+COT (W:+400 mm) | [8 empty] | 2587
+DCM | Analog meter + curr.trafo |  |  |  | CT on L1 | [8 empty] | 487
+GPL | 100 mm base/plinth |  |  |  | For basic drive ** | [8 empty] | 291
+GPH | 200 mm base/plinth |  |  |  | For basic drive ** | [8 empty] | 437
+ICB | Circuit breaker |  |  |  | MCCB, not with +ILS, +IFU, +IFD or +ICO | [8 empty] | 1515
+ICO | Contactor AC-1 |  |  |  | Requires +TUP, not with +ICB * | [8 empty] | 717
+IFD | Fuse switch + aR fuses |  |  |  | Not with +ILS, +IFU or +ICB | [8 empty] | 1186
+IFU | aR fuses & base |  |  |  | Not with +ILS, +ICB or +IFD | [8 empty] | 626
+ILS | Load switch |  |  |  | Not with +IFU, +ICB or +IFD | [8 empty] | 707
+MDC | Terminals for DC connect. |  |  |  | DC-connection / additional dc/brake chopper terminals | [8 empty] | 817
+OCM | Common mode chokes |  |  |  | To be put on motor cable | [8 empty] | 260
+OCH | Common mode filters with output terminals |  |  |  | Note separate prices for +ODU and +OSI configurations | [8 empty] | 1767
+ODU | du/dt filter | [12 empty] | 1931
+OSI | Sine wave filter |  |  |  | W: +600 mm, Please check the availability from the factory | [8 empty] | 9679
+MAR | Marine construction | [12 empty] | 927
+SWP | Seaworthy packing | [12 empty] | 389
VACON NXC 525-690 V, 144 A, EMC Class L, air-cooled AC drive, 6-pulse supply
PRODUCT CODE | Low Overload Ratings |  |  |  | High Overload Ratings |  |  |  | Frame | Dimensions |  | Weight |  | LIST
| Motor Power | Motor Power | Continuous | 110% | Motor Power | Motor Power | Continuous | 150% | Size | WxHxD |  | [kg] | [lb] | PRICE
| Low Overload | Low Overload | Current | Overload | High Overload | High Overload | Current | Overload |  | [mm] | [inches] |  |  | EUR
| 690V [kW] | 575V [Hp] | IL [A] | Current [A] | 690V [kW] | 575V [Hp] | IH [A] | Current [A]
NXC01446A2L0SSFA1A2000000 | 132 |  | 144 | 158 | 110 |  | 125 | 188 | FR9/Type 1/IP21 | 606x2275x605 |  | 371 |  | 15825
NXC01446A5L0SSFA1A2000000 | 132 |  | 144 | 158 | 110 |  | 125 | 188 | FR9/Type 12/IP54 | 606x2405x605 |  | 381 |  | 16782
VACON NXC Options | DESCRIPTION |  |  |  | NOTE | [8 empty] | LIST
PRICE
EUR
+ACH | Cabinet heater 50 W |  |  |  | 1 x 50 W, requires +TUP * | [8 empty] | 313
+ACL | Cabinet light |  |  |  | Requires +TUP * | [8 empty] | 433
+AMO | ICB motor operator |  |  |  | Including Open/Close push buttons on the door, requires +TUP * | [8 empty] | 935
+CIT | Cabling Input Top |  |  |  | Including +CIT/+COT (W:+400 mm) | [8 empty] | 2587
+DCM | Analog meter + curr.trafo |  |  |  | CT on L1 | [8 empty] | 487
+GPL | 100 mm base/plinth |  |  |  | For basic drive *** | [8 empty] | 291
+GPH | 200 mm base/plinth |  |  |  | For basic drive ** | [8 empty] | 437
+ICB | Circuit breaker |  |  |  | MCCB, not with +ILS, +IFU, +IFD or +ICO | [8 empty] | 1515
+ICO | Contactor AC-1 |  |  |  | Requires +TUP, not with +ICB * | [8 empty] | 777
+IFD | Fuse switch + aR fuses |  |  |  | Not with +ILS, +IFU or +ICB | [8 empty] | 1186
+IFU | aR fuses & base |  |  |  | Not with +ILS, +ICB or +IFD | [8 empty] | 626
+ILS | Load switch |  |  |  | Not with +IFU, +ICB or +IFD | [8 empty] | 707
+MDC | Terminals for DC connect. |  |  |  | DC-connection / additional dc/brake chopper terminals | [8 empty] | 817
+OCM | Common mode chokes |  |  |  | To be put on motor cable | [8 empty] | 260
+OCH | Common mode filters with output terminals |  |  |  | Note separate prices for +ODU and +OSI configurations | [8 empty] | 1767
+ODU | du/dt filter | [12 empty] | 2232
+OSI | Sine wave filter |  |  |  | W: +600 mm, Please check the availability from the factory | [8 empty] | 10945
+MAR | Marine construction | [12 empty] | 927
+SWP | Seaworthy packing | [12 empty] | 389
VACON NXC 525-690 V, 170 A, EMC Class L, air-cooled AC drive, 6-pulse supply
PRODUCT CODE | Low Overload Ratings |  |  |  | High Overload Ratings |  |  |  | Frame | Dimensions |  | Weight |  | LIST
| Motor Power | Motor Power | Continuous | 110% | Motor Power | Motor Power | Continuous | 150% | Size | WxHxD |  | [kg] | [lb] | PRICE
| Low Overload | Low Overload | Current | Overload | High Overload | High Overload | Current | Overload |  | [mm] | [inches] |  |  | EUR
| 690V [kW] | 575V [Hp] | IL [A] | Current [A] | 690V [kW] | 575V [Hp] | IH [A] | Current [A]
NXC01706A2L0SSFA1A2000000 | 160 |  | 170 | 187 | 132 |  | 144 | 216 | FR9/Type 1/IP21 | 606x2275x605 |  | 371 |  | 17337
NXC01706A5L0SSFA1A2000000 | 160 |  | 170 | 187 | 132 |  | 144 | 216 | FR9/Type 12/IP54 | 606x2405x605 |  | 381 |  | 18294
VACON NXC Options | DESCRIPTION |  |  |  | NOTE | [8 empty] | LIST
PRICE
EUR
+ACH | Cabinet heater 50 W |  |  |  | 1 x 50 W, requires +TUP * | [8 empty] | 313
+ACL | Cabinet light |  |  |  | MCCB, not with +ILS, +IFU, +IFD or +ICO | [8 empty] | 433
+AMO | ICB motor operator |  |  |  | Including Open/Close push buttons on the door, requires +TUP * | [8 empty] | 935
+CIT | Cabling Input Top |  |  |  | Including +CIT/+COT (W:+400 mm) | [8 empty] | 2587
+DCM | Analog meter + curr.trafo |  |  |  | Not with +ILS, +ICB or +IFD | [8 empty] | 487
+GPL | 100 mm base/plinth |  |  |  | For basic drive ** | [8 empty] | 291
+GPH | 200 mm base/plinth |  |  |  | For basic drive ** | [8 empty] | 437
+ICB | Circuit breaker |  |  |  | MCCB, not with +ILS, +IFU, +IFD or +ICO | [8 empty] | 1515
+ICO | Contactor AC-1 |  |  |  | Requires +TUP, not with +ICB * | [8 empty] | 878
+IFD | Fuse switch + aR fuses |  |  |  | Not with +ILS, +IFU or +ICB | [8 empty] | 1186
+IFU | aR fuses & base |  |  |  | Not with +ILS, +ICB or +IFD | [8 empty] | 626
+ILS | Load switch |  |  |  | Not with +IFU, +ICB or +IFD | [8 empty] | 707
+MDC | Terminals for DC connect. |  |  |  | DC-connection / additional dc/brake chopper terminals | [8 empty] | 817
+OCM | Common mode chokes |  |  |  | To be put on motor cable | [8 empty] | 260
+OCH | Common mode filters with output terminals |  |  |  | Note separate prices for +ODU and +OSI configurations | [8 empty] | 1767
+ODU | du/dt filter | [12 empty] | 2232
+OSI | Sine wave filter |  |  |  | W: +600 mm, Please check the availability from the factory | [8 empty] | 10945
+MAR | Marine construction | [12 empty] | 927
+SWP | Seaworthy packing | [12 empty] | 389
VACON NXC 525-690 V, 208 A, EMC Class L, air-cooled AC drive, 6-pulse supply
PRODUCT CODE | Low Overload Ratings |  |  |  | High Overload Ratings |  |  |  | Frame | Dimensions |  | Weight |  | LIST
| Motor Power | Motor Power | Continuous | 110% | Motor Power | Motor Power | Continuous | 150% | Size | WxHxD |  | [kg] | [lb] | PRICE
| Low Overload | Low Overload | Current | Overload | High Overload | High Overload | Current | Overload |  | [mm] | [inches] |  |  | EUR
| 690V [kW] | 575V [Hp] | IL [A] | Current [A] | 690V [kW] | 575V [Hp] | IH [A] | Current [A]
NXC02086A2L0SSFA1A2000000 | 200 |  | 208 | 229 | 160 |  | 170 | 255 | FR9/Type 1/IP21 | 606x2275x605 |  | 371 |  | 18975
NXC02086A5L0SSFA1A2000000 | 200 |  | 208 | 229 | 160 |  | 170 | 255 | FR9/Type 12/IP54 | 606x2405x605 |  | 381 |  | 19932
VACON NXC Options | DESCRIPTION |  |  |  | NOTE | [8 empty] | LIST
PRICE
EUR
+ACH | Cabinet heater 50 W |  |  |  | 1 x 50 W, requires +TUP * | [8 empty] | 313
+ACL | Cabinet light |  |  |  | Requires +TUP * | [8 empty] | 433
+AMO | ICB motor operator |  |  |  | Including Open/Close push buttons on the door, requires +TUP * | [8 empty] | 935
+CIT | Cabling Input Top |  |  |  | Including +CIT/+COT (W:+400 mm) | [8 empty] | 2587
+DCM | Analog meter + curr.trafo |  |  |  | CT on L1 | [8 empty] | 487
+GPL | 100 mm base/plinth |  |  |  | For basic drive ** | [8 empty] | 291
+GPH | 200 mm base/plinth |  |  |  | For basic drive ** | [8 empty] | 437
+ICB | Circuit breaker |  |  |  | MCCB, not with +ILS, +IFU, +IFD or +ICO | [8 empty] | 1515
+ICO | Contactor AC-1 |  |  |  | Requires +TUP, not with +ICB * | [8 empty] | 878
+IFD | Fuse switch + aR fuses |  |  |  | Not with +ILS, +IFU or +ICB | [8 empty] | 1186
+IFU | aR fuses & base |  |  |  | Not with +ILS, +ICB or +IFD | [8 empty] | 626
+ILS | Load switch |  |  |  | Not with +IFU, +ICB or +IFD | [8 empty] | 707
+MDC | Terminals for DC connect. |  |  |  | DC-connection / additional dc/brake chopper terminals | [8 empty] | 817
+OCM | Common mode chokes |  |  |  | To be put on motor cable | [8 empty] | 260
+OCH | Common mode filters with output terminals |  |  |  | Note separate prices for +ODU and +OSI configurations | [8 empty] | 1767
+ODU | du/dt filter | [12 empty] | 2232
+OSI | Sine wave filter |  |  |  | W: +600 mm, Please check the availability from the factory | [8 empty] | 12510
+MAR | Marine construction | [12 empty] | 927
+SWP | Seaworthy packing | [12 empty] | 389
VACON NXC 525-690 V, 261 A, EMC Class L, air-cooled AC drive, 6-pulse supply
PRODUCT CODE | Low Overload Ratings |  |  |  | High Overload Ratings |  |  |  | Frame | Dimensions |  | Weight |  | LIST
| Motor Power | Motor Power | Continuous | 110% | Motor Power | Motor Power | Continuous | 150% | Size | WxHxD |  | [kg] | [lb] | PRICE
| Low Overload | Low Overload | Current | Overload | High Overload | High Overload | Current | Overload |  | [mm] | [inches] |  |  | EUR
| 690V [kW] | 575V [Hp] | IL [A] | Current [A] | 690V [kW] | 575V [Hp] | IH [A] | Current [A]
NXC02616A2L0SSFA1A2000000 | 250 |  | 261 | 287 | 200 |  | 208 | 312 | FR10/Type 1/IP21 | 606x2275x605 |  | 341 |  | 21256
NXC02616A5L0SSFA1A2000000 | 250 |  | 261 | 287 | 200 |  | 208 | 312 | FR10/Type 12/IP54 | 606x2405x605 |  | 351 |  | 23045
VACON NXC Options | DESCRIPTION |  |  |  | NOTE | [8 empty] | LIST
PRICE
EUR
+ACH | Cabinet heater 50 W |  |  |  | 1 x 50 W, requires +TUP * | [8 empty] | 313
+ACL | Cabinet light |  |  |  | Requires +TUP * | [8 empty] | 433
+AMO | ICB motor operator |  |  |  | Including Open/Close push buttons on the door, requires +TUP * | [8 empty] | 935
+CIT | Cabling Input Top |  |  |  | Including +CIT/+COT (W:+400 mm) | [8 empty] | 2587
+DCM | Analog meter + curr.trafo |  |  |  | CT on L1 | [8 empty] | 487
+GPL | 100 mm base/plinth |  |  |  | For basic drive ** | [8 empty] | 291
+GPH | 200 mm base/plinth |  |  |  | For basic drive ** | [8 empty] | 437
+ICB | Circuit breaker |  |  |  | MCCB, not with +ILS, +IFU, +IFD or +ICO | [8 empty] | 1515
+ICO | Contactor AC-1 |  |  |  | Requires +TUP, not with +ICB * | [8 empty] | 1051
+IFD | Fuse switch + aR fuses |  |  |  | Not with +ILS, +IFU or +ICB | [8 empty] | 876
+IFU | aR fuses & base |  |  |  | Not with +ILS, +ICB or +IFD | [8 empty] | 626
+ILS | Load switch |  |  |  | Not with +IFU, +ICB or +IFD | [8 empty] | 660
+MDC | Terminals for DC connect. |  |  |  | DC-connection / additional dc/brake chopper terminals | [8 empty] | 817
+OCM | Common mode chokes |  |  |  | To be put on motor cable | [8 empty] | 501
+OCH | Common mode filters with output terminals |  |  |  | Note separate prices for +ODU and +OSI configurations | [8 empty] | 1987
+ODU | du/dt filter |  |  |  | Including +CIT/+COT (W:+400 mm) *** | [8 empty] | 5607
+OSI | Sine wave filter |  |  |  | W: +600 mm, Please check the availability from the factory | [8 empty] | 12510
+MAR | Marine construction | [12 empty] | 927
+SWP | Seaworthy packing | [12 empty] | 389
VACON NXC 525-690 V, 325 A, EMC Class L, air-cooled AC drive, 6-pulse supply
PRODUCT CODE | Low Overload Ratings |  |  |  | High Overload Ratings |  |  |  | Frame | Dimensions |  | Weight |  | LIST
| Motor Power | Motor Power | Continuous | 110% | Motor Power | Motor Power | Continuous | 150% | Size | WxHxD |  | [kg] | [lb] | PRICE
| Low Overload | Low Overload | Current | Overload | High Overload | High Overload | Current | Overload |  | [mm] | [inches] |  |  | EUR
| 690V [kW] | 575V [Hp] | IL [A] | Current [A] | 690V [kW] | 575V [Hp] | IH [A] | Current [A]
NXC03256A2L0SSFA1A2000000 | 315 |  | 325 | 358 | 250 |  | 261 | 392 | FR10/Type 1/IP21 | 606x2275x605 |  | 371 |  | 24860
NXC03256A5L0SSFA1A2000000 | 315 |  | 325 | 358 | 250 |  | 261 | 392 | FR10/Type 12/IP54 | 606x2405x605 |  | 381 |  | 26649
VACON NXC Options | DESCRIPTION |  |  |  | NOTE | [8 empty] | LIST
PRICE
EUR
+ACH | Cabinet heater 50 W |  |  |  | 1 x 50 W, requires +TUP * | [8 empty] | 313
+ACL | Cabinet light |  |  |  | Requires +TUP * | [8 empty] | 433
+AMO | ICB motor operator |  |  |  | Including Open/Close push buttons on the door, requires +TUP * | [8 empty] | 935
+CIT | Cabling Input Top |  |  |  | Including +CIT/+COT (W:+400 mm) | [8 empty] | 2587
+DCM | Analog meter + curr.trafo |  |  |  | CT on L1 | [8 empty] | 487
+GPL | 100 mm base/plinth |  |  |  | For basic drive ** | [8 empty] | 291
+GPH | 200 mm base/plinth |  |  |  | For basic drive ** | [8 empty] | 437
+ICB | Circuit breaker |  |  |  | MCCB, not with +ILS, +IFU, +IFD or +ICO | [8 empty] | 1769
+ICO | Contactor AC-1 |  |  |  | Requires +TUP, not with +ICB * | [8 empty] | 1690
+IFD | Fuse switch + aR fuses |  |  |  | Not with +ILS, +IFU or +ICB | [8 empty] | 876
+IFU | aR fuses & base |  |  |  | Not with +ILS, +ICB or +IFD | [8 empty] | 626
+ILS | Load switch |  |  |  | Not with +IFU, +ICB or +IFD | [8 empty] | 660
+MDC | Terminals for DC connect. |  |  |  | DC-connection / additional dc/brake chopper terminals | [8 empty] | 817
+OCM | Common mode chokes |  |  |  | To be put on motor cable | [8 empty] | 501
+OCH | Common mode filters with output terminals |  |  |  | Note separate prices for +ODU and +OSI configurations | [8 empty] | 1987
+ODU | du/dt filter |  |  |  | Including +CIT/+COT (W:+400 mm) *** | [8 empty] | 6001
+OSI | Sine wave filter |  |  |  | W: +600 mm, Please check the availability from the factory | [8 empty] | 14395
+MAR | Marine construction | [12 empty] | 927
+SWP | Seaworthy packing | [12 empty] | 389
VACON NXC 525-690 V, 385 A, EMC Class L, air-cooled AC drive, 6-pulse supply
PRODUCT CODE | Low Overload Ratings |  |  |  | High Overload Ratings |  |  |  | Frame | Dimensions |  | Weight |  | LIST
| Motor Power | Motor Power | Continuous | 110% | Motor Power | Motor Power | Continuous | 150% | Size | WxHxD |  | [kg] | [lb] | PRICE
| Low Overload | Low Overload | Current | Overload | High Overload | High Overload | Current | Overload |  | [mm] | [inches] |  |  | EUR
| 690V [kW] | 575V [Hp] | IL [A] | Current [A] | 690V [kW] | 575V [Hp] | IH [A] | Current [A]
NXC03856A2L0SSFA1A2000000 | 355 |  | 385 | 424 | 315 |  | 325 | 488 | FR10/Type 1/IP21 | 606x2275x605 |  | 371 |  | 29988
NXC03856A5L0SSFA1A2000000 | 355 |  | 385 | 424 | 315 |  | 325 | 488 | FR10/Type 12/IP54 | 606x2405x605 |  | 381 |  | 31777
VACON NXC Options | DESCRIPTION |  |  |  | NOTE | [8 empty] | LIST
PRICE
EUR
+ACH | Cabinet heater 50 W |  |  |  | 1 x 50 W, requires +TUP * | [8 empty] | 313
+ACL | Cabinet light |  |  |  | Requires +TUP * | [8 empty] | 433
+AMO | ICB motor operator |  |  |  | Including Open/Close push buttons on the door, requires +TUP * | [8 empty] | 935
+CIT | Cabling Input Top |  |  |  | Including +CIT/+COT (W:+400 mm) | [8 empty] | 2587
+DCM | Analog meter + curr.trafo |  |  |  | CT on L1 | [8 empty] | 487
+GPL | 100 mm base/plinth |  |  |  | For basic drive ** | [8 empty] | 291
+GPH | 200 mm base/plinth |  |  |  | For basic drive ** | [8 empty] | 437
+ICB | Circuit breaker |  |  |  | MCCB, not with +ILS, +IFU, +IFD or +ICO | [8 empty] | 1769
+IFD | Fuse switch + aR fuses |  |  |  | Not with +ILS, +IFU or +ICB | [8 empty] | 876
+IFU | aR fuses & base |  |  |  | Not with +ILS, +ICB or +IFD | [8 empty] | 626
+ICO | Contactor AC-1 |  |  |  | Requires +TUP, not with +ICB * | [8 empty] | 1690
+ILS | Load switch |  |  |  | Not with +IFU, +ICB or +IFD | [8 empty] | 660
+MDC | Terminals for DC connect. |  |  |  | DC-connection / additional dc/brake chopper terminals | [8 empty] | 817
+OCM | Common mode chokes |  |  |  | To be put on motor cable | [8 empty] | 501
+OCH | Common mode filters with output terminals |  |  |  | Note separate prices for +ODU and +OSI configurations | [8 empty] | 1987
+ODU | du/dt filter |  |  |  | Including +CIT/+COT (W:+400 mm) *** | [8 empty] | 6759
+OSI | Sine wave filter |  |  |  | W: +600 mm, Please check the availability from the factory | [8 empty] | 14715
+MAR | Marine construction | [12 empty] | 927
+SWP | Seaworthy packing | [12 empty] | 389
VACON NXC 525-690 V, 416 A, EMC Class L, air-cooled AC drive, 6-pulse supply
PRODUCT CODE | Low Overload Ratings |  |  |  | High Overload Ratings |  |  |  | Frame | Dimensions |  | Weight |  | LIST
| Motor Power | Motor Power | Continuous | 110% | Motor Power | Motor Power | Continuous | 150% | Size | WxHxD |  | [kg] | [lb] | PRICE
| Low Overload | Low Overload | Current | Overload | High Overload | High Overload | Current | Overload |  | [mm] | [inches] |  |  | EUR
| 690V [kW] | 575V [Hp] | IL [A] | Current [A] | 690V [kW] | 575V [Hp] | IH [A] | Current [A]
NXC04166A2L0SSFA1A2000000 | 400 |  | 416 | 458 | 315 |  | 325 | 488 | FR10/Type 1/IP21 | 606x2275x605 |  | 371 |  | 30945
NXC04166A5L0SSFA1A2000000 | 400 |  | 416 | 458 | 315 |  | 325 | 488 | FR10/Type 12/IP54 | 606x2405x605 |  | 381 |  | 32737
VACON NXC Options | DESCRIPTION |  |  |  | NOTE | [8 empty] | LIST
PRICE
EUR
+ACH | Cabinet heater 50 W |  |  |  | 1 x 50 W, requires +TUP * | [8 empty] | 313
+ACL | Cabinet light |  |  |  | Requires +TUP * | [8 empty] | 433
+AMO | ICB motor operator |  |  |  | Including Open/Close push buttons on the door, req. +TUP * | [8 empty] | 935
+CIT | Cabling Input Top |  |  |  | Including +CIT/+COT (W:+400 mm) | [8 empty] | 2587
+DCM | Analog meter + curr.trafo |  |  |  | CT on L1 | [8 empty] | 487
+GPL | 100 mm base/plinth |  |  |  | For basic drive ** | [8 empty] | 291
+GPH | 200 mm base/plinth |  |  |  | For basic drive ** | [8 empty] | 437
+ICB | Circuit breaker |  |  |  | MCCB, not with +ILS, +IFU, +IFD or +ICO | [8 empty] | 1769
+IFD | Fuse switch + aR fuses |  |  |  | Not with +ILS, +IFU or +ICB | [8 empty] | 876
+IFU | aR fuses & base |  |  |  | Not with +ILS, +ICB or +IFD | [8 empty] | 626
+ICO | Contactor AC-1 |  |  |  | Not with +ICB, requires +TUP * | [8 empty] | 1690
+ILS | Load switch |  |  |  | Not with +IFU, +ICB or +IFD | [8 empty] | 660
+MDC | Terminals for DC connect. |  |  |  | DC-connection / additional dc/brake chopper terminals | [8 empty] | 817
+OCM | Common mode chokes |  |  |  | To be put on motor cable | [8 empty] | 501
+OCH | Common mode filters with output terminals |  |  |  | Note separate prices for +ODU and +OSI configurations | [8 empty] | 1987
+ODU | du/dt filter |  |  |  | Including +CIT/+COT (W:+400 mm) *** | [8 empty] | 6759
+OSI | Sine wave filter |  |  |  | W: +600 mm, Please check the availability from the factory | [8 empty] | 15451
+MAR | Marine construction | [12 empty] | 927
+SWP | Seaworthy packing | [12 empty] | 389
VACON NXC 525-690 V, 460 A, EMC Class L, air-cooled AC drive, 6-pulse supply
PRODUCT CODE | Low Overload Ratings |  |  |  | High Overload Ratings |  |  |  | Frame | Dimensions |  | Weight |  | LIST
| Motor Power | Motor Power | Continuous | 110% | Motor Power | Motor Power | Continuous | 150% | Size | WxHxD |  | [kg] | [lb] | PRICE
| Low Overload | Low Overload | Current | Overload | High Overload | High Overload | Current | Overload |  | [mm] | [inches] |  |  | EUR
| 690V [kW] | 575V [Hp] | IL [A] | Current [A] | 690V [kW] | 575V [Hp] | IH [A] | Current [A]
NXC04606A2L0SSFA1A2000000 | 450 |  | 460 | 506 | 355 |  | 385 | 578 | FR11/Type 1/IP21 | 806x2275x605 |  | 524 |  | 35532
NXC04606A5L0SSFA1A2000000 | 450 |  | 460 | 506 | 355 |  | 385 | 578 | FR11/Type 12/IP54 | 806x2405x605 |  | 537 |  | 37961
VACON NXC Options | DESCRIPTION |  |  |  | NOTE | [8 empty] | LIST
PRICE
EUR
+ACH | Cabinet heater 50 W |  |  |  | 1 x 50 W, requires +TUP * | [8 empty] | 313
+ACL | Cabinet light |  |  |  | Requires +TUP * | [8 empty] | 433
+AMO | ICB motor operator |  |  |  | Including Open/Close push buttons on the door, requires +TUP * | [8 empty] | 935
+CIT | Cabling Input Top |  |  |  | Including +CIT/+COT (W:+400 mm) | [8 empty] | 2587
+DCM | Analog meter + curr.trafo |  |  |  | CT on L1 | [8 empty] | 819
+GPL | 100 mm base/plinth |  |  |  | For basic drive ** | [8 empty] | 329
+GPH | 200 mm base/plinth |  |  |  | For basic drive ** | [8 empty] | 486
+ICB | Circuit breaker |  |  |  | MCCB, not with +ILS, +IFU, +IFD or +ICO | [8 empty] | 1769
+ICO | Contactor AC-1 |  |  |  | Requires +TUP, not with +ICB * | [8 empty] | 2149
+IFD | Fuse switch + aR fuses |  |  |  | Not with +ILS, +IFU or +ICB | [8 empty] | 1272
+IFU | aR fuses & base |  |  |  | Not with +ILS, +ICB or +IFD | [8 empty] | 859
+ILS | Load switch |  |  |  | Not with +IFU, +ICB or +IFD | [8 empty] | 731
+MDC | Terminals for DC connect. |  |  |  | DC-connection / additional dc/brake chopper terminals | [8 empty] | 1170
+OCM | Common mode chokes |  |  |  | To be put on motor cable | [8 empty] | 501
+OCH | Common mode filters with output terminals |  |  |  | Note separate prices for +ODU and +OSI configurations | [8 empty] | 2564
+ODU | du/dt filter |  |  |  | Including +CIT/+COT (W:+400 mm) *** | [8 empty] | 8107
+OSI | Sine wave filter |  |  |  | W: +600 mm, Please check the availability from the factory | [8 empty] | 16201
+MAR | Marine construction | [12 empty] | 1139
+SWP | Seaworthy packing | [12 empty] | 467
VACON NXC 525-690 V, 502 A, EMC Class L, air-cooled AC drive, 6-pulse supply
PRODUCT CODE | Low Overload Ratings |  |  |  | High Overload Ratings |  |  |  | Frame | Dimensions |  | Weight |  | LIST
| Motor Power | Motor Power | Continuous | 110% | Motor Power | Motor Power | Continuous | 150% | Size | WxHxD |  | [kg] | [lb] | PRICE
| Low Overload | Low Overload | Current | Overload | High Overload | High Overload | Current | Overload |  | [mm] | [inches] |  |  | EUR
| 690V [kW] | 575V [Hp] | IL [A] | Current [A] | 690V [kW] | 575V [Hp] | IH [A] | Current [A]
NXC05026A2L0SSFA1A2000000 | 500 |  | 502 | 552 | 450 |  | 460 | 690 | FR11/Type 1/IP21 | 806x2275x605 |  | 524 |  | 40572
NXC05026A5L0SSFA1A2000000 | 500 |  | 502 | 552 | 450 |  | 460 | 690 | FR11/Type 12/IP54 | 806x2405x605 |  | 537 |  | 43001
VACON NXC Options | DESCRIPTION |  |  |  | NOTE | [8 empty] | LIST
PRICE
EUR
+ACH | Cabinet heater 50 W |  |  |  | 1 x 50 W, requires +TUP * | [8 empty] | 313
+ACL | Cabinet light |  |  |  | Requires +TUP * | [8 empty] | 433
+AMO | ICB motor operator |  |  |  | Including Open/Close push buttons on the door, requires +TUP * | [8 empty] | 935
+CIT | Cabling Input Top |  |  |  | Including +CIT/+COT (W:+400 mm) | [8 empty] | 2587
+DCM | Analog meter + curr.trafo |  |  |  | CT on L1 | [8 empty] | 819
+GPL | 100 mm base/plinth |  |  |  | For basic drive ** | [8 empty] | 329
+GPH | 200 mm base/plinth |  |  |  | For basic drive ** | [8 empty] | 486
+ICB | Circuit breaker |  |  |  | MCCB, not with +ILS, +IFU, +IFD or +ICO | [8 empty] | 1769
+ICO | Contactor AC-1 |  |  |  | Requires +TUP, not with +ICB * | [8 empty] | 2149
+IFD | Fuse switch + aR fuses |  |  |  | Not with +ILS, +IFU or +ICB | [8 empty] | 1272
+IFU | aR fuses & base |  |  |  | Not with +ILS, +ICB or +IFD | [8 empty] | 859
+ILS | Load switch |  |  |  | Not with +IFU, +ICB or +IFD | [8 empty] | 731
+MDC | Terminals for DC connect. |  |  |  | DC-connection / additional dc/brake chopper terminals | [8 empty] | 1170
+OCM | Common mode chokes |  |  |  | To be put on motor cable | [8 empty] | 501
+OCH | Common mode filters with output terminals |  |  |  | Note separate prices for +ODU and +OSI configurations | [8 empty] | 2564
+ODU | du/dt filter |  |  |  | Including +CIT/+COT (W:+400 mm) *** | [8 empty] | 8107
+OSI | Sine wave filter |  |  |  | W: +800 mm, Please check the availability from the factory | [8 empty] | 19193
+MAR | Marine construction | [12 empty] | 1139
+SWP | Seaworthy packing | [12 empty] | 467
VACON NXC 525-690 V, 590 A, EMC Class L, air-cooled AC drive, 6-pulse supply
PRODUCT CODE | Low Overload Ratings |  |  |  | High Overload Ratings |  |  |  | Frame | Dimensions |  | Weight |  | LIST
| Motor Power | Motor Power | Continuous | 110% | Motor Power | Motor Power | Continuous | 150% | Size | WxHxD |  | [kg] | [lb] | PRICE
| Low Overload | Low Overload | Current | Overload | High Overload | High Overload | Current | Overload |  | [mm] | [inches] |  |  | EUR
| 690V [kW] | 575V [Hp] | IL [A] | Current [A] | 690V [kW] | 575V [Hp] | IH [A] | Current [A]
NXC05906A2L0SSFA1A2000000 | 560 |  | 590 | 649 | 500 |  | 502 | 753 | FR11/Type 1/IP21 | 806x2275x605 |  | 577 |  | 46368
NXC05906A5L0SSFA1A2000000 | 560 |  | 590 | 649 | 500 |  | 502 | 753 | FR11/Type 12/IP54 | 806x2445x605 |  | 590 |  | 48797
VACON NXC Options | DESCRIPTION |  |  |  | NOTE | [8 empty] | LIST
PRICE
EUR
+ACH | Cabinet heater 50 W |  |  |  | 1 x 50 W, requires +TUP * | [8 empty] | 313
+ACL | Cabinet light |  |  |  | Requires +TUP * | [8 empty] | 433
+CIT | Cabling Input Top |  |  |  | Including +CIT/+COT (W:+400 mm) | [8 empty] | 2587
+DCM | Analog meter + curr.trafo |  |  |  | CT on L1 | [8 empty] | 819
+GPL | 100 mm base/plinth |  |  |  | For basic drive ** | [8 empty] | 329
+GPH | 200 mm base/plinth |  |  |  | For basic drive ** | [8 empty] | 486
+ICB | Circuit breaker, including +AMO |  |  |  | MCCB, not with +ILS, +IFU, +IFD or +ICO, requires +TUP * | [8 empty] | 5561
+ICO | Contactor AC-1 |  |  |  | Requires +TUP, not with +ICB * | [8 empty] | 3132
+IFD | Fuse switch + aR fuses |  |  |  | Not with +ILS, +IFU or +ICB | [8 empty] | 1897
+IFU | aR fuses & base |  |  |  | Not with +ILS, +ICB or +IFD | [8 empty] | 1183
+ILS | Load switch |  |  |  | Not with +IFU, +ICB or +IFD | [8 empty] | 1297
+MDC | Terminals for DC connect. |  |  |  | DC-connection / additional dc/brake chopper terminals | [8 empty] | 1170
+OCM | Common mode chokes |  |  |  | To be put on motor cable | [8 empty] | 501
+OCH | Common mode filters with output terminals |  |  |  | Note separate prices for +ODU and +OSI configurations | [8 empty] | 2564
+ODU | du/dt filter |  |  |  | Including +CIT/+COT (W:+400 mm) **** | [8 empty] | 8107
+OSI | Sine wave filter |  |  |  | W: +800 mm, Please check the availability from the factory | [8 empty] | 19193
+MAR | Marine construction | [12 empty] | 1139
+SWP | Seaworthy packing | [12 empty] | 467
VACON NXC 525-690 V, 650 A, EMC Class L, air-cooled AC drive, 6-pulse supply
PRODUCT CODE | Low Overload Ratings |  |  |  | High Overload Ratings |  |  |  | Frame | Dimensions |  | Weight |  | LIST
| Motor Power | Motor Power | Continuous | 110% | Motor Power | Motor Power | Continuous | 150% | Size | WxHxD |  | [kg] | [lb] | PRICE
| Low Overload | Low Overload | Current | Overload | High Overload | High Overload | Current | Overload |  | [mm] | [inches] |  |  | EUR
| 690V [kW] | 575V [Hp] | IL [A] | Current [A] | 690V [kW] | 575V [Hp] | IH [A] | Current [A]
NXC06506A2L0SSFA1A2000000 | 630 |  | 650 | 715 | 560 |  | 590 | 885 | FR12/Type 1/IP21 | 1206x2275x605 |  | 745 |  | 52164
NXC06506A5L0SSFA1A2000000 | 630 |  | 650 | 715 | 560 |  | 590 | 885 | FR12/Type 12/IP54 | 1206x2405x605 |  | 765 |  | 55979
VACON NXC Options | DESCRIPTION |  |  |  | NOTE | [8 empty] | LIST
PRICE
EUR
+ACH | Cabinet heater 50 W |  |  |  | 2 x 50 W, requires +TUP * | [8 empty] | 616
+ACL | Cabinet light |  |  |  | Requires +TUP * | [8 empty] | 433
+CIT | Cabling Input Top |  |  |  | Including +CIT/+COT (W:+400 mm) | [8 empty] | 2869
+DCM | Analog meter + curr.trafo |  |  |  | CT on L1 | [8 empty] | 819
+GPL | 100 mm base/plinth |  |  |  | For basic drive ** | [8 empty] | 657
+GPH | 200 mm base/plinth |  |  |  | For basic drive ** | [8 empty] | 971
+ICB | Circuit breaker, including +AMO |  |  |  | MCCB, not with +ILS, +IFU, +IFD or +ICO, requires +TUP * | [8 empty] | 5647
+ICO | Contactor AC-1 |  |  |  | Requires +TUP, not with +ICB * | [8 empty] | 3303
+IFD | Fuse switch + aR fuses |  |  |  | Not with +ILS, +IFU or +ICB | [8 empty] | 2007
+IFU | aR fuses & base |  |  |  | Not with +ILS, +ICB or +IFD | [8 empty] | 1217
+ILS | Load switch |  |  |  | Not with +IFU, +ICB or +IFD | [8 empty] | 1387
+MDC | Terminals for resistor connect. |  |  |  | Brake chopper terminals | [8 empty] | 1585
+OCM | Common mode chokes |  |  |  | To be put on motor cable | [8 empty] | 1038
+OCH | Common mode filters with output terminals |  |  |  | Note separate prices for +ODU and +OSI configurations | [8 empty] | 3925
+ODU | du/dt filter |  |  |  | Including +CIT/+COT (W:+400 mm) *** | [8 empty] | 11848
+OSI | Sine wave filter |  |  |  | W: +2x600 mm, Please check the availability from the factory | [8 empty] | 28747
+MAR | Marine construction | [12 empty] | 1529
+SWP | Seaworthy packing | [12 empty] | 519
VACON NXC 525-690 V, 750 A, EMC Class L, air-cooled AC drive, 6-pulse supply
PRODUCT CODE | Low Overload Ratings |  |  |  | High Overload Ratings |  |  |  | Frame | Dimensions |  | Weight |  | LIST
| Motor Power | Motor Power | Continuous | 110% | Motor Power | Motor Power | Continuous | 150% | Size | WxHxD |  | [kg] | [lb] | PRICE
| Low Overload | Low Overload | Current | Overload | High Overload | High Overload | Current | Overload |  | [mm] | [inches] |  |  | EUR
| 690V [kW] | 575V [Hp] | IL [A] | Current [A] | 690V [kW] | 575V [Hp] | IH [A] | Current [A]
NXC07506A2L0SSFA1A2000000 | 710 |  | 750 | 825 | 630 |  | 650 | 975 | FR12/Type 1/IP21 | 1206x2275x605 |  | 745 |  | 60480
NXC07506A5L0SSFA1A2000000 | 710 |  | 750 | 825 | 630 |  | 650 | 975 | FR12/Type 12/IP54 | 1206x2405x605 |  | 765 |  | 64295
VACON NXC Options | DESCRIPTION |  |  |  | NOTE | [8 empty] | LIST
PRICE
EUR
+ACH | Cabinet heater 50 W |  |  |  | 2 x 50 W, requires +TUP * | [8 empty] | 616
+ACL | Cabinet light |  |  |  | Requires +TUP * | [8 empty] | 433
+CIT | Cabling Input Top |  |  |  | Including +CIT/+COT (W:+400 mm) | [8 empty] | 2869
+DCM | Analog meter + curr.trafo |  |  |  | CT on L1 | [8 empty] | 819
+GPL | 100 mm base/plinth |  |  |  | For basic drive ** | [8 empty] | 657
+GPH | 200 mm base/plinth |  |  |  | For basic drive ** | [8 empty] | 971
+ICB | Circuit breaker, including +AMO |  |  |  | MCCB, not with +ILS, +IFU, +IFD or +ICO, requires +TUP * | [8 empty] | 5647
+ICO | Contactor AC-1 |  |  |  | Requires +TUP, not with +ICB * | [8 empty] | 3303
+IFD | Fuse switch + aR fuses |  |  |  | Not with +ILS, +IFU or +ICB | [8 empty] | 2007
+IFU | aR fuses & base |  |  |  | Not with +ILS, +ICB or +IFD | [8 empty] | 1217
+ILS | Load switch |  |  |  | Not with +IFU, +ICB or +IFD | [8 empty] | 1387
+MDC | Terminals for resistor connect. |  |  |  | Brake chopper terminals | [8 empty] | 1585
+OCM | Common mode chokes |  |  |  | To be put on motor cable | [8 empty] | 1038
+OCH | Common mode filters with output terminals |  |  |  | Note separate prices for +ODU and +OSI configurations | [8 empty] | 3925
+ODU | du/dt filter |  |  |  | Including +CIT/+COT (W:+400 mm) *** | [8 empty] | 11848
+OSI | Sine wave filter |  |  |  | W: +2x600 mm, Please check the availability from the factory | [8 empty] | 28747
+MAR | Marine construction | [12 empty] | 1529
+SWP | Seaworthy packing | [12 empty] | 519
VACON NXC 525-690 V, 820 A, EMC Class L, air-cooled AC drive, 6-pulse supply
PRODUCT CODE | Low Overload Ratings |  |  |  | High Overload Ratings |  |  |  | Frame | Dimensions |  | Weight |  | LIST
| Motor Power | Motor Power | Continuous | 110% | Motor Power | Motor Power | Continuous | 150% | Size | WxHxD |  | [kg] | [lb] | PRICE
| Low Overload | Low Overload | Current | Overload | High Overload | High Overload | Current | Overload |  | [mm] | [inches] |  |  | EUR
| 690V [kW] | 575V [Hp] | IL [A] | Current [A] | 690V [kW] | 575V [Hp] | IH [A] | Current [A]
NXC08206A2L0SSFA1A2000000 | 750 |  | 820 | 902 | 650 |  | 650 | 975 | FR12/Type 1/IP21 | 1206x2275x605 |  | 745 |  | 67130
NXC08206A5L0SSFA1A2000000 | 750 |  | 820 | 902 | 650 |  | 650 | 975 | FR12/Type 12/IP54 | 1206x2405x605 |  | 765 |  | 70373
VACON NXC Options | DESCRIPTION |  |  |  | NOTE | [8 empty] | LIST
PRICE
EUR
+ACH | Cabinet heater 50 W |  |  |  | 2 x 50 W, requires +TUP * | [8 empty] | 616
+ACL | Cabinet light |  |  |  | Requires +TUP ** | [8 empty] | 433
+CIT | Cabling Input Top |  |  |  | Including +CIT/+COT (W:+400 mm) | [8 empty] | 2869
+DCM | Analog meter + curr.trafo |  |  |  | CT on L1 | [8 empty] | 819
+GPL | 100 mm base/plinth |  |  |  | For basic drive *** | [8 empty] | 657
+GPH | 200 mm base/plinth |  |  |  | For basic drive ** | [8 empty] | 971
+ICB | Circuit breaker, including +AMO |  |  |  | MCCB, not with +ILS, +IFU, +IFD or +ICO, requires +TUP ** | [8 empty] | 5647
+ICO | Contactor AC-1 |  |  |  | Requires +TUP, not with +ICB * | [8 empty] | 3303
+IFD | Fuse switch + aR fuses |  |  |  | Not with +ILS, +IFU or +ICB | [8 empty] | 2007
+IFU | aR fuses & base |  |  |  | Not with +ILS, +ICB or +IFD | [8 empty] | 1217
+ILS | Load switch |  |  |  | Not with +IFU, +ICB or +IFD | [8 empty] | 1387
+MDC | Terminals for resistor connect. |  |  |  | Brake chopper terminals | [8 empty] | 1585
+OCM | Common mode chokes |  |  |  | To be put on motor cable | [8 empty] | 1038
+OCH | Common mode filters with output terminals |  |  |  | Note separate prices for +ODU and +OSI configurations | [8 empty] | 3925
+ODU | du/dt filter |  |  |  | Including +CIT/+COT (W:+400 mm) **** | [8 empty] | 11848
+OSI | Sine wave filter |  |  |  | W: +2x600 mm, Please check the availability from the factory | [8 empty] | 30845
+MAR | Marine construction | [12 empty] | 1529
+SWP | Seaworthy packing | [12 empty] | 519
VACON NXC 525-690 V, 920 A, EMC Class L, air-cooled AC drive, 6-pulse supply
PRODUCT CODE | Low Overload Ratings |  |  |  | High Overload Ratings |  |  |  | Frame | Dimensions |  | Weight |  | LIST
| Motor Power | Motor Power | Continuous | 110% | Motor Power | Motor Power | Continuous | 150% | Size | WxHxD |  | [kg] | [lb] | PRICE
| Low Overload | Low Overload | Current | Overload | High Overload | High Overload | Current | Overload |  | [mm] | [inches] |  |  | EUR
| 690V [kW] | 575V [Hp] | IL [A] | Current [A] | 690V [kW] | 575V [Hp] | IH [A] | Current [A]
NXC09206A2L0SSFA1A2000000+IFD | 900 |  | 920 | 1012 | 800 |  | 820 | 1230 | FR13/Type 1/IP21 | 1406x2275x605 |  | 1000 |  | 84465
NXC09206A5L0SSFA1A2000000+IFD | 900 |  | 920 | 1012 | 800 |  | 820 | 1230 | FR13/Type 12/IP54 | 1406x2445x605 |  | 1020 |  | 88945
THE FOLLOWING OPTIONS ARE INCLUDED AS STANDARD:
+IFD Load switch + bolt-on fuses
VACON NXC Options | DESCRIPTION |  |  |  | NOTE | [8 empty] | LIST
PRICE
EUR
+ACH | Cabinet heater 50 W |  |  |  | 2 x 50 W, requires +TUP * | [8 empty] | 616
+ACL | Cabinet light |  |  |  | Requires +TUP * | [8 empty] | 433
+CIT | Cabling Input Top |  |  |  | Including +CIT/+COT (W:+400 mm) | [8 empty] | 4790
+DCM | Analog meter + curr.trafo |  |  |  | CT on L1 | [8 empty] | 819
+GPL | 100 mm base/plinth |  |  |  | For basic drive ** | [8 empty] | 657
+GPH | 200 mm base/plinth |  |  |  | For basic drive ** | [8 empty] | 971
+ICB | Circuit breaker, including +AMO |  |  |  | MCCB; not with +IFD, (upgrades +IFD to +ICB), requires +TUP * | [8 empty] | 2787
+MDC | Terminals for DC connect. |  |  |  | Including +CIT/+COT (W:+400 mm) | [8 empty] | 2877
+OCM | Common mode chokes |  |  |  | To be put on motor cable | [8 empty] | 1558
+OCH | Common mode filters with output terminals |  |  |  | Note separate prices for +ODU and +OSI configurations | [8 empty] | 4647
+ODU | du/dt filter | [12 empty] | 8967
+OSI | Sine wave filter |  |  |  | W: +800 mm, Please check the availability from the factory | [8 empty] | 29266
+MAR | Marine construction | [12 empty] | 1529
+SWP | Seaworthy packing | [12 empty] | 620
VACON NXC 525-690 V, 1030 A, EMC Class L, air-cooled AC drive, 6-pulse supply
PRODUCT CODE | Low Overload Ratings |  |  |  | High Overload Ratings |  |  |  | Frame | Dimensions |  | Weight |  | LIST
| Motor Power | Motor Power | Continuous | 110% | Motor Power | Motor Power | Continuous | 150% | Size | WxHxD |  | [kg] | [lb] | PRICE
| Low Overload | Low Overload | Current | Overload | High Overload | High Overload | Current | Overload |  | [mm] | [inches] |  |  | EUR
| 690V [kW] | 575V [Hp] | IL [A] | Current [A] | 690V [kW] | 575V [Hp] | IH [A] | Current [A]
NXC10306A2L0SSFA1A2000000+IFD | 1000 |  | 1030 | 1133 | 900 |  | 920 | 1380 | FR13/Type 1/IP21 | 1406x2275x605 |  | 1000 |  | 94151
NXC10306A5L0SSFA1A2000000+IFD | 1000 |  | 1030 | 1133 | 900 |  | 920 | 1380 | FR13/Type 12/IP54 | 1406x2445x605 |  | 1020 |  | 98632
THE FOLLOWING OPTIONS ARE INCLUDED AS STANDARD:
+IFD Load switch + bolt-on fuses
VACON NXC Options | DESCRIPTION |  |  |  | NOTE | [8 empty] | LIST
PRICE
EUR
+ACH | Cabinet heater 50 W |  |  |  | 2 x 50 W, requires +TUP * | [8 empty] | 616
+ACL | Cabinet light |  |  |  | Requires +TUP * | [8 empty] | 433
+CIT | Cabling Input Top |  |  |  | Including +CIT/+COT (W:+400 mm) | [8 empty] | 4790
+DCM | Analog meter + curr.trafo |  |  |  | CT on L1 | [8 empty] | 819
+GPL | 100 mm base/plinth |  |  |  | For basic drive ** | [8 empty] | 657
+GPH | 200 mm base/plinth |  |  |  | For basic drive ** | [8 empty] | 971
+ICB | Circuit breaker, including +AMO |  |  |  | MCCB; not with +IFD, (upgrades +IFD to +ICB), requires +TUP * | [8 empty] | 2787
+MDC | Terminals for DC connect. |  |  |  | Including +CIT/+COT (W:+400 mm) | [8 empty] | 2877
+OCM | Common mode chokes |  |  |  | To be put on motor cable | [8 empty] | 1558
+OCH | Common mode filters with output terminals |  |  |  | Note separate prices for +ODU and +OSI configurations | [8 empty] | 4647
+ODU | du/dt filter | [12 empty] | 8967
+OSI | Sine wave filter |  |  |  | W: +800 mm, Please check the availability from the factory | [8 empty] | 29665
+MAR | Marine construction | [12 empty] | 1529
+SWP | Seaworthy packing | [12 empty] | 620
VACON NXC 525-690 V, 1180 A, EMC Class L, air-cooled AC drive, 6-pulse supply
PRODUCT CODE | Low Overload Ratings |  |  |  | High Overload Ratings |  |  |  | Frame | Dimensions |  | Weight |  | LIST
| Motor Power | Motor Power | Continuous | 110% | Motor Power | Motor Power | Continuous | 150% | Size | WxHxD |  | [kg] | [lb] | PRICE
| Low Overload | Low Overload | Current | Overload | High Overload | High Overload | Current | Overload |  | [mm] | [inches] |  |  | EUR
| 690V [kW] | 575V [Hp] | IL [A] | Current [A] | 690V [kW] | 575V [Hp] | IH [A] | Current [A]
NXC11806A2L0SSFA1A2000000+IFD | 1150 |  | 1180 | 1298 | 1000 |  | 1030 | 1463 | FR13/Type 1/IP21 | 1406x2275x605 |  | 1000 |  | 106553
NXC11806A5L0SSFA1A2000000+IFD | 1150 |  | 1180 | 1298 | 1000 |  | 1030 | 1463 | FR13/Type 12/IP54 | 1406x2445x605 |  | 1020 |  | 111033
THE FOLLOWING OPTIONS ARE INCLUDED AS STANDARD:
+IFD Load switch + bolt-on fuses
VACON NXC Options | DESCRIPTION |  |  |  | NOTE | [8 empty] | LIST
PRICE
EUR
+ACH | Cabinet heater 50 W |  |  |  | 2 x 50 W, requires +TUP * | [8 empty] | 616
+ACL | Cabinet light |  |  |  | Requires +TUP ** | [8 empty] | 433
+CIT | Cabling Input Top |  |  |  | Including +CIT/+COT (W:+400 mm) | [8 empty] | 4790
+DCM | Analog meter + curr.trafo |  |  |  | CT on L1 | [8 empty] | 819
+GPL | 100 mm base/plinth |  |  |  | For basic drive *** | [8 empty] | 657
+GPH | 200 mm base/plinth |  |  |  | For basic drive ** | [8 empty] | 971
+ICB | Circuit breaker, including +AMO |  |  |  | MCCB; not with +IFD, (upgrades +IFD to +ICB), requires +TUP * | [8 empty] | 2787
+MDC | Terminals for DC connect. |  |  |  | Including +CIT/+COT (W:+400 mm) | [8 empty] | 2877
+OCM | Common mode chokes |  |  |  | To be put on motor cable | [8 empty] | 1558
+OCH | Common mode filters with output terminals |  |  |  | Note separate prices for +ODU and +OSI configurations | [8 empty] | 4647
+ODU | du/dt filter | [12 empty] | 8967
+OSI | Sine wave filter |  |  |  | W: +800 mm, Please check the availability from the factory | [8 empty] | 29665
+MAR | Marine construction | [12 empty] | 1529
+SWP | Seaworthy packing | [12 empty] | 620
VACON NXC 525-690 V, 1500 A, EMC Class L, air-cooled AC drive, 6-pulse supply
PRODUCT CODE | Low Overload Ratings |  |  |  | High Overload Ratings |  |  |  | Frame | Dimensions |  | Weight |  | LIST
| Motor Power | Motor Power | Continuous | 110% | Motor Power | Motor Power | Continuous | 150% | Size | WxHxD |  | [kg] | [lb] | PRICE
| Low Overload | Low Overload | Current | Overload | High Overload | High Overload | Current | Overload |  | [mm] | [inches] |  |  | EUR
| 690V [kW] | 575V [Hp] | IL [A] | Current [A] | 690V [kW] | 575V [Hp] | IH [A] | Current [A]
NXC15006A2L0SSFA1A2000000+ODU+ICB+AMO+TUP | 1500 |  | 1500 | 1650 | 1300 |  | 1300 | 1950 | FR14/Type 1/IP21 | 2406x2275x605 |  | 2350 |  | 153473
NXC15006A5L0SSFA1A2000000+ODU+ICB+AMO+TUP | 1500 |  | 1500 | 1650 | 1300 |  | 1300 | 1950 | FR14/Type 12/IP54 | 2406x2445x605 |  | 2450 |  | 161404
THE FOLLOWING OPTIONS ARE INCLUDED AS STANDARD:
+ODU du/dt filter
+ICB Circuit breaker
+AMO ICB motor operator
+TUP Separate 230 VAC terminals
VACON NXC Options | DESCRIPTION |  |  |  | NOTE | [8 empty] | LIST
PRICE
EUR
+ACH | Cabinet heater 50 W |  |  |  | 3 x 50 W, requires +TUP * | [8 empty] | 1218
+ACL | Cabinet light |  |  |  | Requires +TUP * | [8 empty] | 865
+CIT | Cabling Input Top |  |  |  | Including +CIT/+COT (W:+600 mm) | [8 empty] | 4790
+DCM | Analog meter + curr.trafo |  |  |  | CT on L1 | [8 empty] | 819
+GPL | 100 mm base/plinth |  |  |  | For basic drive ** | [8 empty] | 1159
+GPH | 200 mm base/plinth |  |  |  | For basic drive ** | [8 empty] | 1735
+OCM | Common mode chokes |  |  |  | To be put on motor cable | [8 empty] | 2339
+OCH | Common mode filters with output terminals |  |  |  | Note separate prices for +ODU and +OSI configurations | [8 empty] | 6413
+OSI | Sine wave filter *** |  |  |  | W: +2x800 mm, PRICE UPGRADES +ODU to +OSI | [8 empty] | 34704
+MAR | Marine construction | [12 empty] | 2610
+SWP | Seaworthy packing | [12 empty] | 1111
VACON NXC 525-690 V, 1900 A, EMC Class L, air-cooled AC drive, 6-pulse supply
PRODUCT CODE | Low Overload Ratings |  |  |  | High Overload Ratings |  |  |  | Frame | Dimensions |  | Weight |  | LIST
| Motor Power | Motor Power | Continuous | 110% | Motor Power | Motor Power | Continuous | 150% | Size | WxHxD |  | [kg] | [lb] | PRICE
| Low Overload | Low Overload | Current | Overload | High Overload | High Overload | Current | Overload |  | [mm] | [inches] |  |  | EUR
| 690V [kW] | 575V [Hp] | IL [A] | Current [A] | 690V [kW] | 575V [Hp] | IH [A] | Current [A]
NXC19006A2L0SSFA1A2000000+ODU+ICB+AMO+TUP | 1800 |  | 1900 | 2090 | 1500 |  | 1500 | 2250 | FR14/Type 1/IP21 | 2806x2275x605 |  | 2440 |  | 187018
NXC19006A5L0SSFA1A2000000+ODU+ICB+AMO+TUP | 1800 |  | 1900 | 2090 | 1500 |  | 1500 | 2250 | FR14/Type 12/IP54 | 2806x2445x605 |  | 2540 |  | 194669
THE FOLLOWING OPTIONS ARE INCLUDED AS STANDARD:
+ODU du/dt filter
+ICB Circuit breaker
+AMO ICB motor operator
+TUP Separate 230 VAC terminals
VACON NXC Options | DESCRIPTION |  |  |  | NOTE | [8 empty] | LIST
PRICE
EUR
+ACH | Cabinet heater 50 W |  |  |  | 4 x 50 W, requires +TUP * | [8 empty] | 1218
+ACL | Cabinet light |  |  |  | Requires +TUP * | [8 empty] | 865
+CIT | Cabling Input Top |  |  |  | Including +CIT/+COT (W:+600 mm) | [8 empty] | 4790
+DCM | Analog meter + curr.trafo |  |  |  | CT on L1 | [8 empty] | 819
+GPL | 100 mm base/plinth |  |  |  | For basic drive ** | [8 empty] | 1159
+GPH | 200 mm base/plinth |  |  |  | For basic drive ** | [8 empty] | 1735
+OCM | Common mode chokes |  |  |  | To be put on motor cable | [8 empty] | 2339
+OCH | Common mode filters with output terminals |  |  |  | Note separate prices for +ODU and +OSI configurations | [8 empty] | 6413
+OSI | Sine wave filter *** |  |  |  | W: +2x800 mm, PRICE UPGRADES +ODU to +OSI | [8 empty] | 41397
+MAR | Marine construction | [12 empty] | 2610
+SWP | Seaworthy packing | [12 empty] | 1111
VACON NXC 525-690 V, 2250 A, EMC Class L, air-cooled AC drive, 6-pulse supply
PRODUCT CODE | Low Overload Ratings |  |  |  | High Overload Ratings |  |  |  | Frame | Dimensions |  | Weight |  | LIST
| Motor Power | Motor Power | Continuous | 110% | Motor Power | Motor Power | Continuous | 150% | Size | WxHxD |  | [kg] | [lb] | PRICE
| Low Overload | Low Overload | Current | Overload | High Overload | High Overload | Current | Overload |  | [mm] | [inches] |  |  | EUR
| 690V [kW] | 575V [Hp] | IL [A] | Current [A] | 690V [kW] | 575V [Hp] | IH [A] | Current [A]
NXC22506A2L0SSFA1A2000000+ODU+ICB+AMO+TUP | 2000 |  | 2250 | 2475 | 1800 |  | 1900 | 2782 | FR14/Type 1/IP21 | 2806x2275x605 |  | 2440 |  | 225081
NXC22506A5L0SSFA1A2000000+ODU+ICB+AMO+TUP | 2000 |  | 2250 | 2475 | 1800 |  | 1900 | 2782 | FR14/Type 12/IP54 | 2806x2445x605 |  | 2540 |  | 232732
THE FOLLOWING OPTIONS ARE INCLUDED AS STANDARD:
+ODU du/dt filter
+ICB Circuit breaker
+AMO ICB motor operator
+TUP Separate 230 VAC terminals
VACON NXC Options | DESCRIPTION |  |  |  | NOTE | [8 empty] | LIST
PRICE
EUR
+ACH | Cabinet heater 50 W |  |  |  | 4 x 50 W, requires +TUP * | [8 empty] | 1218
+ACL | Cabinet light |  |  |  | Requires +TUP ** | [8 empty] | 865
+CIT | Cabling Input Top |  |  |  | Including +CIT/+COT (W:+600 mm) | [8 empty] | 4790
+DCM | Analog meter + curr.trafo |  |  |  | CT on L1 | [8 empty] | 819
+GPL | 100 mm base/plinth |  |  |  | For basic drive *** | [8 empty] | 1159
+GPH | 200 mm base/plinth |  |  |  | For basic drive ** | [8 empty] | 1735
+OCM | Common mode chokes |  |  |  | To be put on motor cable | [8 empty] | 2957
+OCH | Common mode filters with output terminals |  |  |  | Note separate prices for +ODU and +OSI configurations | [8 empty] | 6413
+OSI | Sine wave filter **** |  |  |  | W: +2x800 mm, PRICE UPGRADES +ODU to +OSI | [8 empty] | 41397
+MAR | Marine construction | [12 empty] | 2610
+SWP | Seaworthy packing | [12 empty] | 1111
VACON NXC 525-690 V, 261 A, EMC Class L, air-cooled AC drive, 12-pulse supply
PRODUCT CODE | Low Overload Ratings |  |  |  | High Overload Ratings |  |  |  | Frame | Dimensions |  | Weight |  | LIST
| Motor Power | Motor Power | Continuous | 110% | Motor Power | Motor Power | Continuous | 150% | Size | WxHxD |  | [kg] | [lb] | PRICE
| Low Overload | Low Overload | Current | Overload | High Overload | High Overload | Current | Overload |  | [mm] | [inches] |  |  | EUR
| 690V [kW] | 575V [Hp] | IL [A] | Current [A] | 690V [kW] | 575V [Hp] | IH [A] | Current [A]
NXC02616A2L0TSFA1A2000000 | 250 |  | 261 | 287 | 200 |  | 208 | 312 | FR10/Type 1/IP21 | 606x2275x605 |  | 341 |  | 23382
NXC02616A5L0TSFA1A2000000 | 250 |  | 261 | 287 | 200 |  | 208 | 312 | FR10/Type 12/IP54 | 606x2405x605 |  | 351 |  | 25350
VACON NXC Options | DESCRIPTION |  |  |  | NOTE | [8 empty] | LIST
PRICE
EUR
+ACH | Cabinet heater 50 W |  |  |  | 1 x 50 W, requires +TUP * | [8 empty] | 313
+ACL | Cabinet light |  |  |  | Requires +TUP * | [8 empty] | 433
+CIT | Cabling Input Top |  |  |  | Including +CIT/+COT (W:+400 mm) | [8 empty] | 2587
+DCM | Analog meter + curr.trafo |  |  |  | CT on L1 | [8 empty] | 487
+GPL | 100 mm base/plinth |  |  |  | For basic drive ** | [8 empty] | 291
+GPH | 200 mm base/plinth |  |  |  | For basic drive ** | [8 empty] | 437
+ICB | Circuit breaker, including +AMO |  |  |  | MCCB, not with IFU * | [8 empty] | 5183
+IFU | aR fuses & base |  |  |  | Not with +ICB | [8 empty] | 1183
+MDC | Terminals for DC connect. |  |  |  | DC-connection / additional dc/brake chopper terminals | [8 empty] | 817
+OCM | Common mode chokes |  |  |  | To be put on motor cable | [8 empty] | 501
+OCH | Common mode filters with output terminals |  |  |  | Note separate prices for +ODU and +OSI configurations | [8 empty] | 1987
+ODU | du/dt filter |  |  |  | Including +CIT/+COT (W:+400 mm) *** | [8 empty] | 5607
+OSI | Sine wave filter |  |  |  | W: +600 mm, Please check the availability from the factory | [8 empty] | 12510
+MAR | Marine construction | [12 empty] | 927
+SWP | Seaworthy packing | [12 empty] | 389
VACON NXC 525-690 V, 325 A, EMC Class L, air-cooled AC drive, 12-pulse supply
PRODUCT CODE | Low Overload Ratings |  |  |  | High Overload Ratings |  |  |  | Frame | Dimensions |  | Weight |  | LIST
| Motor Power | Motor Power | Continuous | 110% | Motor Power | Motor Power | Continuous | 150% | Size | WxHxD |  | [kg] | [lb] | PRICE
| Low Overload | Low Overload | Current | Overload | High Overload | High Overload | Current | Overload |  | [mm] | [inches] |  |  | EUR
| 690V [kW] | 575V [Hp] | IL [A] | Current [A] | 690V [kW] | 575V [Hp] | IH [A] | Current [A]
NXC03256A2L0TSFA1A2000000 | 315 |  | 325 | 358 | 250 |  | 261 | 392 | FR10/Type 1/IP21 | 606x2275x605 |  | 371 |  | 27345
NXC03256A5L0TSFA1A2000000 | 315 |  | 325 | 358 | 250 |  | 261 | 392 | FR10/Type 12/IP54 | 606x2405x605 |  | 381 |  | 29314
VACON NXC Options | DESCRIPTION |  |  |  | NOTE | [8 empty] | LIST
PRICE
EUR
+ACH | Cabinet heater 50 W |  |  |  | 1 x 50 W, requires +TUP * | [8 empty] | 313
+ACL | Cabinet light |  |  |  | Requires +TUP * | [8 empty] | 433
+CIT | Cabling Input Top |  |  |  | Including +CIT/+COT (W:+400 mm) | [8 empty] | 2587
+DCM | Analog meter + curr.trafo |  |  |  | CT on L1 | [8 empty] | 487
+GPL | 100 mm base/plinth |  |  |  | For basic drive ** | [8 empty] | 291
+GPH | 200 mm base/plinth |  |  |  | For basic drive ** | [8 empty] | 437
+ICB | Circuit breaker, including +AMO |  |  |  | MCCB, not with IFU * | [8 empty] | 5183
+IFU | aR fuses & base |  |  |  | Not with ICB | [8 empty] | 1183
+MDC | Terminals for DC connect. |  |  |  | DC-connection / additional dc/brake chopper terminals | [8 empty] | 817
+OCM | Common mode chokes |  |  |  | To be put on motor cable | [8 empty] | 501
+OCH | Common mode filters with output terminals |  |  |  | Note separate prices for +ODU and +OSI configurations | [8 empty] | 1987
+ODU | du/dt filter |  |  |  | Including +CIT/+COT (W:+400 mm) *** | [8 empty] | 6001
+OSI | Sine wave filter |  |  |  | W: +600 mm, Please check the availability from the factory | [8 empty] | 14395
+MAR | Marine construction | [12 empty] | 927
+SWP | Seaworthy packing | [12 empty] | 389
VACON NXC 525-690 V, 385 A, EMC Class L, air-cooled AC drive, 12-pulse supply
PRODUCT CODE | Low Overload Ratings |  |  |  | High Overload Ratings |  |  |  | Frame | Dimensions |  | Weight |  | LIST
| Motor Power | Motor Power | Continuous | 110% | Motor Power | Motor Power | Continuous | 150% | Size | WxHxD |  | [kg] | [lb] | PRICE
| Low Overload | Low Overload | Current | Overload | High Overload | High Overload | Current | Overload |  | [mm] | [inches] |  |  | EUR
| 690V [kW] | 575V [Hp] | IL [A] | Current [A] | 690V [kW] | 575V [Hp] | IH [A] | Current [A]
NXC03856A2L0TSFA1A2000000 | 355 |  | 385 | 424 | 315 |  | 325 | 488 | FR10/Type 1/IP21 | 606x2275x605 |  | 371 |  | 32987
NXC03856A5L0TSFA1A2000000 | 355 |  | 385 | 424 | 315 |  | 325 | 488 | FR10/Type 12/IP54 | 606x2405x605 |  | 381 |  | 34955
VACON NXC Options | DESCRIPTION |  |  |  | NOTE | [8 empty] | LIST
PRICE
EUR
+ACH | Cabinet heater 50 W |  |  |  | 1 x 50 W, requires +TUP * | [8 empty] | 313
+ACL | Cabinet light |  |  |  | Requires +TUP * | [8 empty] | 433
+CIT | Cabling Input Top |  |  |  | Including +CIT/+COT (W:+400 mm) | [8 empty] | 2587
+DCM | Analog meter + curr.trafo |  |  |  | CT on L1 | [8 empty] | 487
+GPL | 100 mm base/plinth |  |  |  | For basic drive ** | [8 empty] | 291
+GPH | 200 mm base/plinth |  |  |  | For basic drive ** | [8 empty] | 437
+ICB | Circuit breaker, including +AMO |  |  |  | MCCB, not with IFU * | [8 empty] | 5183
+IFU | aR fuses & base |  |  |  | Not with ICB | [8 empty] | 1183
+MDC | Terminals for DC connect. |  |  |  | DC-connection / additional dc/brake chopper terminals | [8 empty] | 817
+OCM | Common mode chokes |  |  |  | To be put on motor cable | [8 empty] | 501
+OCH | Common mode filters with output terminals |  |  |  | Note separate prices for +ODU and +OSI configurations | [8 empty] | 1987
+ODU | du/dt filter |  |  |  | Including +CIT/+COT (W:+400 mm) *** | [8 empty] | 6759
+OSI | Sine wave filter |  |  |  | W: +600 mm, Please check the availability from the factory | [8 empty] | 14715
+MAR | Marine construction | [12 empty] | 927
+SWP | Seaworthy packing | [12 empty] | 389
VACON NXC 525-690 V, 416 A, EMC Class L, air-cooled AC drive, 12-pulse supply
PRODUCT CODE | Low Overload Ratings |  |  |  | High Overload Ratings |  |  |  | Frame | Dimensions |  | Weight |  | LIST
| Motor Power | Motor Power | Continuous | 110% | Motor Power | Motor Power | Continuous | 150% | Size | WxHxD |  | [kg] | [lb] | PRICE
| Low Overload | Low Overload | Current | Overload | High Overload | High Overload | Current | Overload |  | [mm] | [inches] |  |  | EUR
| 690V [kW] | 575V [Hp] | IL [A] | Current [A] | 690V [kW] | 575V [Hp] | IH [A] | Current [A]
NXC04166A2L0TSFA1A2000000 | 400 |  | 416 | 458 | 315 |  | 325 | 488 | FR10/Type 1/IP21 | 606x2275x605 |  | 403 |  | 34040
NXC04166A5L0TSFA1A2000000 | 400 |  | 416 | 458 | 315 |  | 325 | 488 | FR10/Type 12/IP54 | 606x2405x605 |  | 413 |  | 36011
VACON NXC Options | DESCRIPTION |  |  |  | NOTE | [8 empty] | LIST
PRICE
EUR
+ACH | Cabinet heater 50 W |  |  |  | 1 x 50 W, requires +TUP * | [8 empty] | 313
+ACL | Cabinet light |  |  |  | Requires +TUP * | [8 empty] | 433
+CIT | Cabling Input Top |  |  |  | Including +CIT/+COT (W:+400 mm) | [8 empty] | 2587
+DCM | Analog meter + curr.trafo |  |  |  | CT on L1 | [8 empty] | 487
+GPL | 100 mm base/plinth |  |  |  | For basic drive ** | [8 empty] | 291
+GPH | 200 mm base/plinth |  |  |  | For basic drive ** | [8 empty] | 437
+ICB | Circuit breaker, including +AMO |  |  |  | MCCB, not with IFU * | [8 empty] | 5183
+IFU | aR fuses & base |  |  |  | Not with ICB | [8 empty] | 1183
+MDC | Terminals for DC connect. |  |  |  | DC-connection / additional dc/brake chopper terminals | [8 empty] | 817
+OCM | Common mode chokes |  |  |  | To be put on motor cable | [8 empty] | 501
+OCH | Common mode filters with output terminals |  |  |  | Note separate prices for +ODU and +OSI configurations | [8 empty] | 1987
+ODU | du/dt filter |  |  |  | Including +CIT/+COT (W:+400 mm) *** | [8 empty] | 6759
+OSI | Sine wave filter |  |  |  | W: +600 mm, Please check the availability from the factory | [8 empty] | 15451
+MAR | Marine construction | [12 empty] | 927
+SWP | Seaworthy packing | [12 empty] | 389
VACON NXC 525-690 V, 460 A, EMC Class L, air-cooled AC drive, 12-pulse supply
PRODUCT CODE | Low Overload Ratings |  |  |  | High Overload Ratings |  |  |  | Frame | Dimensions |  | Weight |  | LIST
| Motor Power | Motor Power | Continuous | 110% | Motor Power | Motor Power | Continuous | 150% | Size | WxHxD |  | [kg] | [lb] | PRICE
| Low Overload | Low Overload | Current | Overload | High Overload | High Overload | Current | Overload |  | [mm] | [inches] |  |  | EUR
| 690V [kW] | 575V [Hp] | IL [A] | Current [A] | 690V [kW] | 575V [Hp] | IH [A] | Current [A]
NXC04606A2L0TSFA1A2000000 | 450 |  | 460 | 506 | 355 |  | 385 | 578 | FR11/Type 1/IP21 | 806x2275x605 |  | 524 |  | 38969
NXC04606A5L0TSFA1A2000000 | 450 |  | 460 | 506 | 355 |  | 385 | 578 | FR11/Type 12/IP54 | 806x2405x605 |  | 537 |  | 41448
VACON NXC Options | DESCRIPTION |  |  |  | NOTE | [8 empty] | LIST
PRICE
EUR
+ACH | Cabinet heater 50 W |  |  |  | 1 x 50 W, requires +TUP * | [8 empty] | 313
+ACL | Cabinet light |  |  |  | Requires +TUP * | [8 empty] | 433
+CIT | Cabling Input Top |  |  |  | Including +CIT/+COT (W:+400 mm) | [8 empty] | 2587
+DCM | Analog meter + curr.trafo |  |  |  | CT on L1 | [8 empty] | 819
+GPL | 100 mm base/plinth |  |  |  | For basic drive ** | [8 empty] | 329
+GPH | 200 mm base/plinth |  |  |  | For basic drive ** | [8 empty] | 486
+ICB | Circuit breaker, including +AMO |  |  |  | MCCB, not with ILS, IFU or IFD * | [8 empty] | 6136
+ICO | Contactor AC-1 |  |  |  | Requires +TUP, not with +ICB * | [8 empty] | 2149
+IFD | Fuse switch + aR fuses |  |  |  | Not with +ILS, +IFU or +ICB | [8 empty] | 1905
+IFU | aR fuses & base |  |  |  | Not with ILS, IFD or ICB | [8 empty] | 1183
+ILS | Load switch 630A |  |  |  | Not with ICB, IFU or IFD | [8 empty] | 1297
+MDC | Terminals for DC connect. |  |  |  | DC-connection / additional dc/brake chopper terminals | [8 empty] | 1170
+OCM | Common mode chokes |  |  |  | To be put on motor cable | [8 empty] | 501
+OCH | Common mode filters with output terminals |  |  |  | Note separate prices for +ODU and +OSI configurations | [8 empty] | 2564
+ODU | du/dt filter |  |  |  | Including +CIT/+COT (W:+400 mm) *** | [8 empty] | 8107
+OSI | Sine wave filter |  |  |  | W: +600 mm, Please check the availability from the factory | [8 empty] | 16201
+MAR | Marine construction | [12 empty] | 1139
+SWP | Seaworthy packing | [12 empty] | 467
VACON NXC 525-690 V, 502 A, EMC Class L, air-cooled AC drive, 12-pulse supply
PRODUCT CODE | Low Overload Ratings |  |  |  | High Overload Ratings |  |  |  | Frame | Dimensions |  | Weight |  | LIST
| Motor Power | Motor Power | Continuous | 110% | Motor Power | Motor Power | Continuous | 150% | Size | WxHxD |  | [kg] | [lb] | PRICE
| Low Overload | Low Overload | Current | Overload | High Overload | High Overload | Current | Overload |  | [mm] | [inches] |  |  | EUR
| 690V [kW] | 575V [Hp] | IL [A] | Current [A] | 690V [kW] | 575V [Hp] | IH [A] | Current [A]
NXC05026A2L0TSFA1A2000000 | 500 |  | 502 | 552 | 450 |  | 460 | 690 | FR11/Type 1/IP21 | 806x2275x605 |  | 524 |  | 44576
NXC05026A5L0TSFA1A2000000 | 500 |  | 502 | 552 | 450 |  | 460 | 690 | FR11/Type 12/IP54 | 806x2405x605 |  | 537 |  | 47301
VACON NXC Options | DESCRIPTION |  |  |  | NOTE | [8 empty] | LIST
PRICE
EUR
+ACH | Cabinet heater 50 W |  |  |  | 1 x 50 W, requires +TUP * | [8 empty] | 313
+ACL | Cabinet light |  |  |  | Requires +TUP * | [8 empty] | 433
+CIT | Cabling Input Top |  |  |  | Including +CIT/+COT (W:+400 mm) | [8 empty] | 2587
+DCM | Analog meter + curr.trafo |  |  |  | CT on L1 | [8 empty] | 819
+GPL | 100 mm base/plinth |  |  |  | For basic drive ** | [8 empty] | 329
+GPH | 200 mm base/plinth |  |  |  | For basic drive ** | [8 empty] | 486
+ICB | Circuit breaker, including +AMO |  |  |  | MCCB, not with ILS, IFU or IFD * | [8 empty] | 6136
+ICO | Contactor AC-1 |  |  |  | Requires +TUP, not with +ICB * | [8 empty] | 2149
+IFD | Fuse switch + aR fuses |  |  |  | Not with +ILS, +IFU or +ICB | [8 empty] | 1905
+IFU | aR fuses & base |  |  |  | Not with ILS, IFD or ICB | [8 empty] | 1183
+ILS | Load switch 630A |  |  |  | Not with ICB, IFU or IFD | [8 empty] | 1297
+MDC | Terminals for DC connect. |  |  |  | DC-connection / additional dc/brake chopper terminals | [8 empty] | 1170
+OCM | Common mode chokes |  |  |  | To be put on motor cable | [8 empty] | 501
+OCH | Common mode filters with output terminals |  |  |  | Note separate prices for +ODU and +OSI configurations | [8 empty] | 2564
+ODU | du/dt filter |  |  |  | Including +CIT/+COT (W:+400 mm) *** | [8 empty] | 8107
+OSI | Sine wave filter |  |  |  | W: +800 mm, Please check the availability from the factory | [8 empty] | 19193
+MAR | Marine construction | [12 empty] | 1139
+SWP | Seaworthy packing | [12 empty] | 467
VACON NXC 525-690 V, 590 A, EMC Class L, air-cooled AC drive, 12-pulse supply
PRODUCT CODE | Low Overload Ratings |  |  |  | High Overload Ratings |  |  |  | Frame | Dimensions |  | Weight |  | LIST
| Motor Power | Motor Power | Continuous | 110% | Motor Power | Motor Power | Continuous | 150% | Size | WxHxD |  | [kg] | [lb] | PRICE
| Low Overload | Low Overload | Current | Overload | High Overload | High Overload | Current | Overload |  | [mm] | [inches] |  |  | EUR
| 690V [kW] | 575V [Hp] | IL [A] | Current [A] | 690V [kW] | 575V [Hp] | IH [A] | Current [A]
NXC05906A2L0TSFA1A2000000 | 560 |  | 590 | 649 | 500 |  | 502 | 753 | FR11/Type 1/IP21 | 806x2275x605 |  | 577 |  | 46368
NXC05906A5L0TSFA1A2000000 | 560 |  | 590 | 649 | 500 |  | 502 | 753 | FR11/Type 12/IP54 | 806x2445x605 |  | 590 |  | 48797
VACON NXC Options | DESCRIPTION |  |  |  | NOTE | [8 empty] | LIST
PRICE
EUR
+ACH | Cabinet heater 50 W |  |  |  | 1 x 50 W, requires +TUP * | [8 empty] | 313
+ACL | Cabinet light |  |  |  | Requires +TUP * | [8 empty] | 433
+CIT | Cabling Input Top |  |  |  | Including +CIT/+COT (W:+400 mm) | [8 empty] | 2587
+DCM | Analog meter + curr.trafo |  |  |  | CT on L1 | [8 empty] | 819
+GPL | 100 mm base/plinth |  |  |  | For basic drive ** | [8 empty] | 329
+GPH | 200 mm base/plinth |  |  |  | For basic drive ** | [8 empty] | 486
+ICB | Circuit breaker, including +AMO |  |  |  | MCCB, not with ILS, IFU or IFD, requires +TUP * | [8 empty] | 6136
+ICO | Contactor AC-1 |  |  |  | Requires +TUP, not with +ICB * | [8 empty] | 3132
+IFD | Fuse switch + aR fuses |  |  |  | Not with +ILS, +IFU or +ICB | [8 empty] | 1905
+IFU | aR fuses & base |  |  |  | Not with ILS, IFD or ICB | [8 empty] | 1183
+ILS | Load switch 630A |  |  |  | Not with ICB, IFU or IFD | [8 empty] | 1297
+MDC | Terminals for DC connect. |  |  |  | DC-connection / additional dc/brake chopper terminals | [8 empty] | 1170
+OCM | Common mode chokes |  |  |  | To be put on motor cable | [8 empty] | 501
+OCH | Common mode filters with output terminals |  |  |  | Note separate prices for +ODU and +OSI configurations | [8 empty] | 2564
+ODU | du/dt filter |  |  |  | Including +CIT/+COT (W:+400 mm) *** | [8 empty] | 8107
+OSI | Sine wave filter |  |  |  | W: +800 mm, Please check the availability from the factory | [8 empty] | 19193
+MAR | Marine construction | [12 empty] | 1139
+SWP | Seaworthy packing | [12 empty] | 467
VACON NXC 525-690 V, 650 A, EMC Class L, air-cooled AC drive, 12-pulse supply
PRODUCT CODE | Low Overload Ratings |  |  |  | High Overload Ratings |  |  |  | Frame | Dimensions |  | Weight |  | LIST
| Motor Power | Motor Power | Continuous | 110% | Motor Power | Motor Power | Continuous | 150% | Size | WxHxD |  | [kg] | [lb] | PRICE
| Low Overload | Low Overload | Current | Overload | High Overload | High Overload | Current | Overload |  | [mm] | [inches] |  |  | EUR
| 690V [kW] | 575V [Hp] | IL [A] | Current [A] | 690V [kW] | 575V [Hp] | IH [A] | Current [A]
NXC06506A2L0TSFA1A2000000 | 630 |  | 650 | 715 | 560 |  | 590 | 885 | FR12/Type 1/IP21 | 1206x2275x605 |  | 745 |  | 54686
NXC06506A5L0TSFA1A2000000 | 630 |  | 650 | 715 | 560 |  | 590 | 885 | FR12/Type 12/IP54 | 1206x2405x605 |  | 765 |  | 58501
VACON NXC Options | DESCRIPTION |  |  |  | NOTE | [8 empty] | LIST
PRICE
EUR
+ACH | Cabinet heater 50 W |  |  |  | 2 x 50 W, requires +TUP * | [8 empty] | 616
+ACL | Cabinet light |  |  |  | Requires +TUP * | [8 empty] | 433
+CIT | Cabling Input Top |  |  |  | Including +CIT/+COT (W:+400 mm) | [8 empty] | 2869
+DCM | Analog meter + curr.trafo |  |  |  | CT on L1 | [8 empty] | 819
+GPL | 100 mm base/plinth |  |  |  | For basic drive ** | [8 empty] | 657
+GPH | 200 mm base/plinth |  |  |  | For basic drive ** | [8 empty] | 971
+ICB | Circuit breaker, including +AMO |  |  |  | MCCB, not with ILS, IFU or IFD, requires +TUP * | [8 empty] | 5647
+ICO | Contactor AC-1 |  |  |  | Requires +TUP, not with +ICB * | [8 empty] | 3303
+IFD | Fuse switch + aR fuses |  |  |  | Not with +ILS, +IFU or +ICB | [8 empty] | 2007
+IFU | aR fuses & base |  |  |  | Not with ILS, IFD or ICB | [8 empty] | 1217
+ILS | Load switch 630A |  |  |  | Not with ICB, IFU or IFD | [8 empty] | 1387
+MDC | Terminals for resistor connect. |  |  |  | Brake chopper terminals | [8 empty] | 1585
+OCM | Common mode chokes |  |  |  | To be put on motor cable | [8 empty] | 1038
+OCH | Common mode filters with output terminals |  |  |  | Note separate prices for +ODU and +OSI configurations | [8 empty] | 3925
+ODU | du/dt filter |  |  |  | Including +CIT/+COT (W:+400 mm) *** | [8 empty] | 11848
+OSI | Sine wave filter |  |  |  | W: +2x600 mm, Please check the availability from the factory | [8 empty] | 28747
+MAR | Marine construction | [12 empty] | 1529
+SWP | Seaworthy packing | [12 empty] | 519
VACON NXC 525-690 V, 750 A, EMC Class L, air-cooled AC drive, 12-pulse supply
PRODUCT CODE | Low Overload Ratings |  |  |  | High Overload Ratings |  |  |  | Frame | Dimensions |  | Weight |  | LIST
| Motor Power | Motor Power | Continuous | 110% | Motor Power | Motor Power | Continuous | 150% | Size | WxHxD |  | [kg] | [lb] | PRICE
| Low Overload | Low Overload | Current | Overload | High Overload | High Overload | Current | Overload |  | [mm] | [inches] |  |  | EUR
| 690V [kW] | 575V [Hp] | IL [A] | Current [A] | 690V [kW] | 575V [Hp] | IH [A] | Current [A]
NXC07506A2L0TSFA1A2000000 | 710 |  | 750 | 825 | 630 |  | 650 | 975 | FR12/Type 1/IP21 | 1206x2275x605 |  | 745 |  | 63325
NXC07506A5L0TSFA1A2000000 | 710 |  | 750 | 825 | 630 |  | 650 | 975 | FR12/Type 12/IP54 | 1206x2405x605 |  | 765 |  | 67140
VACON NXC Options | DESCRIPTION |  |  |  | NOTE | [8 empty] | LIST
PRICE
EUR
+ACH | Cabinet heater 50 W |  |  |  | 2 x 50 W, requires +TUP * | [8 empty] | 616
+ACL | Cabinet light |  |  |  | Requires +TUP * | [8 empty] | 433
+CIT | Cabling Input Top |  |  |  | Including +CIT/+COT (W:+400 mm) | [8 empty] | 2869
+DCM | Analog meter + curr.trafo |  |  |  | CT on L1 | [8 empty] | 819
+GPL | 100 mm base/plinth |  |  |  | For basic drive ** | [8 empty] | 657
+GPH | 200 mm base/plinth |  |  |  | For basic drive ** | [8 empty] | 971
+ICB | Circuit breaker, including +AMO |  |  |  | MCCB, not with ILS, IFU or IFD, requires +TUP * | [8 empty] | 5647
+ICO | Contactor AC-1 |  |  |  | Requires +TUP, not with +ICB * | [8 empty] | 3303
+IFD | Fuse switch + aR fuses |  |  |  | Not with +ILS, +IFU or +ICB | [8 empty] | 2007
+IFU | aR fuses & base |  |  |  | Not with ILS, IFD or ICB | [8 empty] | 1217
+ILS | Load switch 630A |  |  |  | Not with ICB, IFU or IFD | [8 empty] | 1387
+MDC | Terminals for resistor connect. |  |  |  | Brake chopper terminals | [8 empty] | 1585
+OCM | Common mode chokes |  |  |  | To be put on motor cable | [8 empty] | 1038
+OCH | Common mode filters with output terminals |  |  |  | Note separate prices for +ODU and +OSI configurations | [8 empty] | 3925
+ODU | du/dt filter |  |  |  | Including +CIT/+COT (W:+400 mm) ** | [8 empty] | 11848
+OSI | Sine wave filter |  |  |  | W: +2x600 mm, Please check the availability from the factory | [8 empty] | 28747
+MAR | Marine construction | [12 empty] | 1529
+SWP | Seaworthy packing | [12 empty] | 519
VACON NXC 525-690 V, 820 A, EMC Class L, air-cooled AC drive, 12-pulse supply
PRODUCT CODE | Low Overload Ratings |  |  |  | High Overload Ratings |  |  |  | Frame | Dimensions |  | Weight |  | LIST
| Motor Power | Motor Power | Continuous | 110% | Motor Power | Motor Power | Continuous | 150% | Size | WxHxD |  | [kg] | [lb] | PRICE
| Low Overload | Low Overload | Current | Overload | High Overload | High Overload | Current | Overload |  | [mm] | [inches] |  |  | EUR
| 690V [kW] | 575V [Hp] | IL [A] | Current [A] | 690V [kW] | 575V [Hp] | IH [A] | Current [A]
NXC08206A2L0TSFA1A2000000 | 750 |  | 820 | 902 | 650 |  | 650 | 975 | FR12/Type 1/IP21 | 1206x2275x605 |  | 745 |  | 70233
NXC08206A5L0TSFA1A2000000 | 750 |  | 820 | 902 | 650 |  | 650 | 975 | FR12/Type 12/IP54 | 1206x2445x605 |  | 765 |  | 73477
VACON NXC Options | DESCRIPTION |  |  |  | NOTE | [8 empty] | LIST
PRICE
EUR
+ACH | Cabinet heater 50 W |  |  |  | 2 x 50 W, requires +TUP * | [8 empty] | 616
+ACL | Cabinet light |  |  |  | Requires +TUP ** | [8 empty] | 433
+CIT | Cabling Input Top |  |  |  | Including +CIT/+COT (W:+400 mm) | [8 empty] | 2869
+DCM | Analog meter + curr.trafo |  |  |  | CT on L1 | [8 empty] | 819
+GPL | 100 mm base/plinth |  |  |  | For basic drive ** | [8 empty] | 657
+GPH | 200 mm base/plinth |  |  |  | For basic drive ** | [8 empty] | 971
+ICB | Circuit breaker, including +AMO |  |  |  | MCCB, not with ILS, IFU or IFD, requires +TUP * | [8 empty] | 5647
+ICO | Contactor AC-1 |  |  |  | Requires +TUP, not with +ICB * | [8 empty] | 3303
+IFD | Fuse switch + aR fuses |  |  |  | Not with +ILS, +IFU or +ICB | [8 empty] | 2007
+IFU | aR fuses & base |  |  |  | Not with ILS, IFD or ICB | [8 empty] | 1217
+ILS | Load switch 630A |  |  |  | Not with ICB, IFU or IFD | [8 empty] | 1387
+MDC | Terminals for resistor connect. |  |  |  | Brake chopper terminals | [8 empty] | 1585
+OCM | Common mode chokes |  |  |  | To be put on motor cable | [8 empty] | 1038
+OCH | Common mode filters with output terminals |  |  |  | Note separate prices for +ODU and +OSI configurations | [8 empty] | 3925
+ODU | du/dt filter |  |  |  | Including +CIT/+COT (W:+400 mm) *** | [8 empty] | 11848
+OSI | Sine wave filter |  |  |  | W: +2x600 mm, Please check the availability from the factory | [8 empty] | 30845
+MAR | Marine construction | [12 empty] | 1529
+SWP | Seaworthy packing | [12 empty] | 519
VACON NXC 525-690 V, 920 A, EMC Class L, air-cooled AC drive, 12-pulse supply
PRODUCT CODE | Low Overload Ratings |  |  |  | High Overload Ratings |  |  |  | Frame | Dimensions |  | Weight |  | LIST
| Motor Power | Motor Power | Continuous | 110% | Motor Power | Motor Power | Continuous | 150% | Size | WxHxD |  | [kg] | [lb] | PRICE
| Low Overload | Low Overload | Current | Overload | High Overload | High Overload | Current | Overload |  | [mm] | [inches] |  |  | EUR
| 690V [kW] | 575V [Hp] | IL [A] | Current [A] | 690V [kW] | 575V [Hp] | IH [A] | Current [A]
NXC09206A2L0TSFA1A2000000+ICB+AMO+TUP | 900 |  | 920 | 1012 | 800 |  | 820 | 1230 | FR13/Type 1/IP21 | 1406x2275x605 |  | 1000 |  | 85583
NXC09206A5L0TSFA1A2000000+ICB+AMO+TUP | 900 |  | 920 | 1012 | 800 |  | 820 | 1230 | FR13/Type 12/IP54 | 1406x2445x605 |  | 1060 |  | 90434
THE FOLLOWING OPTIONS ARE INCLUDED AS STANDARD:
+ICB Circuit breaker
+AMO ICB motor operator
+TUP Separate 230 VAC terminals
VACON NXC Options | DESCRIPTION |  |  |  | NOTE | [8 empty] | LIST
PRICE
EUR
+ACH | Cabinet heater 50 W |  |  |  | 2 x 50 W, requires +TUP * | [8 empty] | 616
+ACL | Cabinet light |  |  |  | Requires +TUP * | [8 empty] | 433
+CIT | Cabling Input Top |  |  |  | Including +CIT/+COT (W:+400 mm) | [8 empty] | 4790
+DCM | Analog meter + curr.trafo |  |  |  | CT on L1 | [8 empty] | 819
+GPL | 100 mm base/plinth |  |  |  | For basic drive ** | [8 empty] | 657
+GPH | 200 mm base/plinth |  |  |  | For basic drive ** | [8 empty] | 971
+MDC | Terminals for DC connect. |  |  |  | Including +CIT/+COT (W:+400 mm) | [8 empty] | 2877
+OCM | Common mode chokes |  |  |  | To be put on motor cable | [8 empty] | 1558
+OCH | Common mode filters with output terminals |  |  |  | Note separate prices for +ODU and +OSI configurations | [8 empty] | 4647
+ODU | du/dt filter | [12 empty] | 8967
+OSI | Sine wave filter |  |  |  | W: +800 mm, Please check the availability from the factory | [8 empty] | 29266
+MAR | Marine construction | [12 empty] | 1529
+SWP | Seaworthy packing | [12 empty] | 620
VACON NXC 525-690 V, 1030 A, EMC Class L, air-cooled AC drive, 12-pulse supply
PRODUCT CODE | Low Overload Ratings |  |  |  | High Overload Ratings |  |  |  | Frame | Dimensions |  | Weight |  | LIST
| Motor Power | Motor Power | Continuous | 110% | Motor Power | Motor Power | Continuous | 150% | Size | WxHxD |  | [kg] | [lb] | PRICE
| Low Overload | Low Overload | Current | Overload | High Overload | High Overload | Current | Overload |  | [mm] | [inches] |  |  | EUR
| 690V [kW] | 575V [Hp] | IL [A] | Current [A] | 690V [kW] | 575V [Hp] | IH [A] | Current [A]
NXC10306A2L0TSFA1A2000000+ICB+AMO+TUP | 1000 |  | 1030 | 1133 | 900 |  | 920 | 1380 | FR13/Type 1/IP21 | 1406x2275x605 |  | 1000 |  | 95268
NXC10306A5L0TSFA1A2000000+ICB+AMO+TUP | 1000 |  | 1030 | 1133 | 900 |  | 920 | 1380 | FR13/Type 12/IP54 | 1406x2445x605 |  | 1060 |  | 100119
THE FOLLOWING OPTIONS ARE INCLUDED AS STANDARD:
+ICB Circuit breaker
+AMO ICB motor operator
+TUP Separate 230 VAC terminals
VACON NXC Options | DESCRIPTION |  |  |  | NOTE | [8 empty] | LIST
PRICE
EUR
+ACH | Cabinet heater 50 W |  |  |  | 2 x 50 W, requires +TUP * | [8 empty] | 616
+ACL | Cabinet light |  |  |  | Requires +TUP * | [8 empty] | 433
+CIT | Cabling Input Top |  |  |  | Including +CIT/+COT (W:+400 mm) | [8 empty] | 4790
+DCM | Analog meter + curr.trafo |  |  |  | CT on L1 | [8 empty] | 819
+GPL | 100 mm base/plinth |  |  |  | For basic drive ** | [8 empty] | 657
+GPH | 200 mm base/plinth |  |  |  | For basic drive ** | [8 empty] | 971
+MDC | Terminals for DC connect. |  |  |  | Including +CIT/+COT (W:+400 mm) | [8 empty] | 2877
+OCM | Common mode chokes |  |  |  | To be put on motor cable | [8 empty] | 1558
+OCH | Common mode filters with output terminals |  |  |  | Note separate prices for +ODU and +OSI configurations | [8 empty] | 4647
+ODU | du/dt filter | [12 empty] | 8967
+OSI | Sine wave filter |  |  |  | W: +800 mm, Please check the availability from the factory | [8 empty] | 29665
+MAR | Marine construction | [12 empty] | 1529
+SWP | Seaworthy packing | [12 empty] | 620
VACON NXC 525-690 V, 1180 A, EMC Class L, air-cooled AC drive, 12-pulse supply
PRODUCT CODE | Low Overload Ratings |  |  |  | High Overload Ratings |  |  |  | Frame | Dimensions |  | Weight |  | LIST
| Motor Power | Motor Power | Continuous | 110% | Motor Power | Motor Power | Continuous | 150% | Size | WxHxD |  | [kg] | [lb] | PRICE
| Low Overload | Low Overload | Current | Overload | High Overload | High Overload | Current | Overload |  | [mm] | [inches] |  |  | EUR
| 690V [kW] | 575V [Hp] | IL [A] | Current [A] | 690V [kW] | 575V [Hp] | IH [A] | Current [A]
NXC11806A2L0TSFA1A2000000+ICB+AMO+TUP | 1150 |  | 1180 | 1298 | 1000 |  | 1030 | 1463 | FR13/Type 1/IP21 | 1406x2275x605 |  | 1000 |  | 107671
NXC11806A5L0TSFA1A2000000+ICB+AMO+TUP | 1150 |  | 1180 | 1298 | 1000 |  | 1030 | 1463 | FR13/Type 12/IP54 | 1406x2445x605 |  | 1060 |  | 112522
THE FOLLOWING OPTIONS ARE INCLUDED AS STANDARD:
+ICB Circuit breaker
+AMO ICB motor operator
+TUP Separate 230 VAC terminals
VACON NXC Options | DESCRIPTION |  |  |  | NOTE | [8 empty] | LIST
PRICE
EUR
+ACH | Cabinet heater 50 W |  |  |  | 2 x 50 W, requires +TUP * | [8 empty] | 616
+ACL | Cabinet light |  |  |  | Requires +TUP ** | [8 empty] | 433
+CIT | Cabling Input Top |  |  |  | Including +CIT/+COT (W:+400 mm) | [8 empty] | 4790
+DCM | Analog meter + curr.trafo |  |  |  | CT on L1 | [8 empty] | 819
+GPL | 100 mm base/plinth |  |  |  | For basic drive *** | [8 empty] | 657
+GPH | 200 mm base/plinth |  |  |  | For basic drive ** | [8 empty] | 971
+MDC | Terminals for DC connect. |  |  |  | Including +CIT/+COT (W:+400 mm) | [8 empty] | 2877
+OCM | Common mode chokes |  |  |  | To be put on motor cable | [8 empty] | 1558
+OCH | Common mode filters with output terminals |  |  |  | Note separate prices for +ODU and +OSI configurations | [8 empty] | 4647
+ODU | du/dt filter | [12 empty] | 8967
+OSI | Sine wave filter |  |  |  | W: +800 mm, Please check the availability from the factory | [8 empty] | 29665
+MAR | Marine construction | [12 empty] | 1529
+SWP | Seaworthy packing | [12 empty] | 620
VACON NXC 525-690 V, 1500 A, EMC Class L, air-cooled AC drive, 12-pulse supply
PRODUCT CODE | Low Overload Ratings |  |  |  | High Overload Ratings |  |  |  | Frame | Dimensions |  | Weight |  | LIST
| Motor Power | Motor Power | Continuous | 110% | Motor Power | Motor Power | Continuous | 150% | Size | WxHxD |  | [kg] | [lb] | PRICE
| Low Overload | Low Overload | Current | Overload | High Overload | High Overload | Current | Overload |  | [mm] | [inches] |  |  | EUR
| 690V [kW] | 575V [Hp] | IL [A] | Current [A] | 690V [kW] | 575V [Hp] | IH [A] | Current [A]
NXC15006A2L0TSFA1A2000000+ODU+ICB+AMO+TUP | 1500 |  | 1500 | 1650 | 1300 |  | 1300 | 1950 | FR14/Type 1/IP21 | 2806x2275x605 |  | 2440 |  | 171533
NXC15006A5L0TSFA1A2000000+ODU+ICB+AMO+TUP | 1500 |  | 1500 | 1650 | 1300 |  | 1300 | 1950 | FR14/Type 12/IP54 | 2806x2445x605 |  | 2540 |  | 180494
THE FOLLOWING OPTIONS ARE INCLUDED AS STANDARD:
+ODU du/dt filter
+ICB Circuit breaker
+AMO ICB motor operator
+TUP Separate 230 VAC terminals
VACON NXC Options | DESCRIPTION |  |  |  | NOTE | [8 empty] | LIST
PRICE
EUR
+ACH | Cabinet heater 50 W |  |  |  | 4 x 50 W, requires +TUP * | [8 empty] | 1218
+ACL | Cabinet light |  |  |  | Requires +TUP * | [8 empty] | 865
+CIT | Cabling Input Top |  |  |  | Including +CIT/+COT (W:+600 mm) | [8 empty] | 4790
+DCM | Analog meter + curr.trafo |  |  |  | CT on L1 | [8 empty] | 819
+GPL | 100 mm base/plinth |  |  |  | For basic drive ** | [8 empty] | 1159
+GPH | 200 mm base/plinth |  |  |  | For basic drive ** | [8 empty] | 1735
+OCM | Common mode chokes |  |  |  | To be put on motor cable | [8 empty] | 2339
+OCH | Common mode filters with output terminals |  |  |  | Note separate prices for +ODU and +OSI configurations | [8 empty] | 6413
+OSI | Sine wave filter *** |  |  |  | W: +2x800 mm, PRICE UPGRADES +ODU to +OSI | [8 empty] | 34704
+MAR | Marine construction | [12 empty] | 2610
+SWP | Seaworthy packing | [12 empty] | 1111
VACON NXC 525-690 V, 1900 A, EMC Class L, air-cooled AC drive, 12-pulse supply
PRODUCT CODE | Low Overload Ratings |  |  |  | High Overload Ratings |  |  |  | Frame | Dimensions |  | Weight |  | LIST
| Motor Power | Motor Power | Continuous | 110% | Motor Power | Motor Power | Continuous | 150% | Size | WxHxD |  | [kg] | [lb] | PRICE
| Low Overload | Low Overload | Current | Overload | High Overload | High Overload | Current | Overload |  | [mm] | [inches] |  |  | EUR
| 690V [kW] | 575V [Hp] | IL [A] | Current [A] | 690V [kW] | 575V [Hp] | IH [A] | Current [A]
NXC19006A2L0TSFA1A2000000+ODU+ICB+AMO+TUP | 1800 |  | 1900 | 2090 | 1500 |  | 1500 | 2250 | FR14/Type 1/IP21 | 2806x2275x605 |  | 2440 |  | 187018
NXC19006A5L0TSFA1A2000000+ODU+ICB+AMO+TUP | 1800 |  | 1900 | 2090 | 1500 |  | 1500 | 2250 | FR14/Type 12/IP54 | 2806x2445x605 |  | 2540 |  | 194669
THE FOLLOWING OPTIONS ARE INCLUDED AS STANDARD:
+ODU du/dt filter
+ICB Circuit breaker
+AMO ICB motor operator
+TUP Separate 230 VAC terminals
VACON NXC Options | DESCRIPTION |  |  |  | NOTE | [8 empty] | LIST
PRICE
EUR
+ACH | Cabinet heater 50 W |  |  |  | 4 x 50 W, requires +TUP * | [8 empty] | 1218
+ACL | Cabinet light |  |  |  | Requires +TUP * | [8 empty] | 865
+CIT | Cabling Input Top |  |  |  | Including +CIT/+COT (W:+600 mm) | [8 empty] | 4790
+DCM | Analog meter + curr.trafo |  |  |  | CT on L1 | [8 empty] | 819
+GPL | 100 mm base/plinth |  |  |  | For basic drive ** | [8 empty] | 1159
+GPH | 200 mm base/plinth |  |  |  | For basic drive ** | [8 empty] | 1735
+OCM | Common mode chokes |  |  |  | To be put on motor cable | [8 empty] | 2339
+OCH | Common mode filters with output terminals |  |  |  | Note separate prices for +ODU and +OSI configurations | [8 empty] | 6413
+OSI | Sine wave filter *** |  |  |  | W: +2x800 mm, PRICE UPGRADES +ODU to +OSI | [8 empty] | 41397
+MAR | Marine construction | [12 empty] | 2610
+SWP | Seaworthy packing | [12 empty] | 1111
VACON NXC 525-690 V, 2250 A, EMC Class L, air-cooled AC drive, 12-pulse supply
PRODUCT CODE | Low Overload Ratings |  |  |  | High Overload Ratings |  |  |  | Frame | Dimensions |  | Weight |  | LIST
| Motor Power | Motor Power | Continuous | 110% | Motor Power | Motor Power | Continuous | 150% | Size | WxHxD |  | [kg] | [lb] | PRICE
| Low Overload | Low Overload | Current | Overload | High Overload | High Overload | Current | Overload |  | [mm] | [inches] |  |  | EUR
| 690V [kW] | 575V [Hp] | IL [A] | Current [A] | 690V [kW] | 575V [Hp] | IH [A] | Current [A]
NXC22506A2L0TSFA1A2000000+ODU+ICB+AMO+TUP | 2000 |  | 2250 | 2475 | 1800 |  | 1900 | 2782 | FR14/Type 1/IP21 | 2806x2275x605 |  | 2500 |  | 225081
NXC22506A5L0TSFA1A2000000+ODU+ICB+AMO+TUP | 2000 |  | 2250 | 2475 | 1800 |  | 1900 | 2782 | FR14/Type 12/IP54 | 2806x2445x605 |  | 2600 |  | 232732
THE FOLLOWING OPTIONS ARE INCLUDED AS STANDARD:
+ODU du/dt filter
+ICB Circuit breaker
+AMO ICB motor operator
+TUP Separate 230 VAC terminals
VACON NXC Options | DESCRIPTION |  |  |  | NOTE | [8 empty] | LIST
PRICE
EUR
+ACH | Cabinet heater 50 W |  |  |  | 4 x 50 W, requires +TUP * | [8 empty] | 1218
+ACL | Cabinet light |  |  |  | Requires +TUP * | [8 empty] | 865
+CIT | Cabling Input Top |  |  |  | Including +CIT/+COT (W:+600 mm) | [8 empty] | 4790
+DCM | Analog meter + curr.trafo |  |  |  | CT on L1 | [8 empty] | 819
+GPL | 100 mm base/plinth |  |  |  | For basic drive ** | [8 empty] | 1159
+GPH | 200 mm base/plinth |  |  |  | For basic drive ** | [8 empty] | 1735
+OCM | Common mode chokes |  |  |  | To be put on motor cable | [8 empty] | 2957
+OCH | Common mode filters with output terminals |  |  |  | Note separate prices for +ODU and +OSI configurations | [8 empty] | 6413
+OSI | Sine wave filter **** |  |  |  | W: +2x800 mm, PRICE UPGRADES +ODU to +OSI | [8 empty] | 41397
+MAR | Marine construction | [12 empty] | 2610
+SWP | Seaworthy packing | [12 empty] | 1111

## VACON NXC Options
VACON NXC Options |  |  | Level 1
Auxiliary Equipment (A-Group)
PRODUCT CODE | Description | NOTE | LIST
PRICE
EUR
+AAA | Aux. contact (for +ATx supervision) | Wired to DIN3 | 165
+AAC | Aux. contact (for +Ixx options) | Wired to DIN3, mounted on ICO if ordered, otherwise on other input device | 143
+AAI | Analog signal isolator | Order: 1st AI1, 2nd AO, 3rd AI2 | 899
+ACR | Control relay | wired to DO1, If > 3pcs then FR13 requires +G40 (widht +400mm) or +CIT/+COT | 277
+ACS | 230 VAC customer socket | requires +TUP | 393
+ADC | Power supply 24 VDC, 2,5 A | 24 VDC to control, requires +TUP | 779
+AMB | Mech. brake control | 400 V, 4 kVA, to RO2, FR13-14 requires +G40 (widht +400mm) or +CIT/+COT, requires +TUP | 455
+AMF | Motor fan control | 400 V, 4kVA, to RO1, FR13-14 requires +G40 (widht +400mm) or +CIT/+COT, requires +TUP | 455
+AMH | Motor heater feeder | 230 V, 10A, to RO1, requires +TUP | 472
+AT1 | Aux.trafo 200 VA 400 V* or 690 V*/230 V | requires +TUP, not with +ICB or +ICO | 665
+AT2 | Aux.trafo 750 VA 400 V* or 690 V*/230 V | requires +TUP, AT2 is minimum size for +ICO and +ICB | 833
+AT3 | Aux.trafo 2500 VA 400 V* or 690 V*/230 V | requires +TUP | 1265
+AT4 | Aux.trafo 4000 VA 400 V* or 690 V*/230 V | requires +TUP and FR13 requires +G40 (widht +400mm) or +CIT/+COT | 3107
Door Mounted (D-Group)
PRODUCT CODE | Description | NOTE | LIST
PRICE
EUR
+DAM | Analog meter (AO1) | Wired to AO1 | 356
+DAR | Potentiometer for ref. | Wired to AIN1 | 399
+DCO | MC operation switch | Wired to ICO if mounted, otherwise to Tlx, requires +TUP | 279
+DEP | Emergency push button | Wired to EMS-relay if mounted, otherwise to Tlx, requires +TUP | 378
+DLD | Pilot light (DO1) | Wired to DO1 | 241
+DLF | Pilot light (FLT) | Wired to RO2, requires +TUP | 241
+DLR | Pilot light (RUN) | Wired to RO1, requires +TUP | 241
+DLV | Pilot light (control voltage on) | Requires +TUP | 241
+DRO | Local/Remote op. switch | Wired to DIN6, requires Local/Remote Application | 265
+DRP | Reset push button | Wired to DIN6 | 279
+DVM | Analog V-meter + sel.sw. | For main voltages | 711
External Terminals (T-Group)
PRODUCT CODE | Description | NOTE | LIST
PRICE
EUR
+TIO | 35 pcs I/O Terminal | For A1/A8/A9 and A2/A3/AF boards, not with Bx boards | 323
+TID | 70 pcs I/O Terminal | For A1/A8/A9 and A2/A3/AF and B1, B2, B4 and B5 boards | 393
+TUP | Separate 230 VAC term. |  | 277
General (G-Group)
PRODUCT CODE | Description | NOTE | LIST
PRICE
EUR
+G40 | 400 mm empty cabinet | Empty section | 1889
+G60 | 600 mm empty cabinet | Empty section | 1945
+G80 | 800 mm empty cabinet | Empty section | 2055
+GPL | 100 mm base/plinth | For each G40/G60/G80, (H: +100 mm) | 291
+GPH | 200 mm base/plinth | For +G40 / +G60 | 437
+GPH | 200 mm base/plinth | For +G80 | 489
+FAT | Factory acceptance tests 1 DAY |  | 3893
+MAR | Marin construction extra price for additional cabinets | Price for any additional cabinets such as +GXX, +ODU FR10-12, +OSI, +CIT/COT | 755
+SWP | Seaworthy packing extra price for additional cabinets | Price for any additional cabinets such as: +GXX, +ODU FR10-12, +OSI, +CIT/COT | 371
Protection Devices (P-Group)
PRODUCT CODE | Description | NOTE | LIST
PRICE
EUR
+PES | Em. stop (stop cat. 0) | Not with PED, requires TUP, FR13 requires +G40 (widht +400 mm) or +CIT/+COT * | 939
+PED | Em. stop (stop cat. 1) | Not with PES, requires TUP, FR13 requires +G40 (widht +400 mm) or +CIT/+COT * | 1778
+PTR | Thermistor relay | PTB approved, requires +TUP | 586
+PAP | Arc protection system | Includes two ARC sensors, requires +TUP and FR13 requires +G40 (widht +400 mm) or +CIT/+COT | 8132
+PIF | Insulation fault sensor | For IT networks, requires +TUP and FR13 requires +G40 (widht +400 mm) or +CIT/+COT | 6453
Output filter options (O-Group)
PRODUCT CODE | Description | NOTE | LIST
PRICE
EUR
+OCH | with FR11+ODU |  | 3560
+OCH | with FR12+ODU |  | 4821
+OCH | with FR13+ODU |  | 3571
+OCH | with FR11+OSI |  | 3412
+OCH | with FR12+OSI |  | 5273
+OCH | with FR13+OSI |  | 4647
+OCH | with FR14+OSI |  | 8538
Marine certifications
Total price depends on requested marine society, number of units to be certified and power ratings. Please contact Sales Support for more details.

## VACON NXC Low-Harmonic 500V
VACON NXC Low-Harmonic 500V | [13 empty] | Level 1
VACON NXC LOW-HARMONIC 380-500 V, 261 A air-cooled AC drive, EMC Class L
PRODUCT CODE | Low Overload Ratings |  |  |  | High Overload Ratings |  |  |  | Frame | Dimensions |  | Weight |  | LIST
| Motor Power | Motor Power | Continuous | 110% | Motor Power | Motor Power | Continuous | 150% | Size | WxHxD |  | [kg] | [lb] | PRICE
| Low Overload | Low Overload | Current | Overload | High Overload | High Overload | Current | Overload |  | [mm] | [inches] |  |  | EUR
| 400V [kW] | 480V [Hp] | IL [A] | Current [A] | 400V [kW] | 480V [Hp] | IH [A] | Current [A]
NXC02615A2L0RSFA1A2000000 | 132 |  | 261 | 287 | 110 |  | 205 | 308 | AF9/Type 1/IP21 | 1006x2275x605 |  | 680 |  | 35872
NXC02615A5L0RSFA1A2000000 | 132 |  | 261 | 287 | 110 |  | 205 | 308 | AF9/Type 12/IP54 | 1006x2405x605 |  | 690 |  | 38041
THE FOLLOWING OPTIONS ARE INCLUDED AS STANDARD:
+ILS Load switch
+ICB Circuit breaker
+AMO ICB motor operator
+TUP Separate 230 VAC terminals
+AT2 Auxiliary voltage transformer
+ADC Power supply
+DRO Local / Remote / Automatic op. switch
+DCO MCCB / Charging circuit operation switch
VACON NXC LOW-HARMONIC Options | DESCRIPTION |  |  |  | NOTE | [8 empty] | LIST
PRICE
EUR
+ACH | Cabinet heater 1x50 W | [12 empty] | 616
+ACL | Cabinet light | [12 empty] | 433
+DCM | Analog meter + curr.trafo |  |  |  | CT on L1 | [8 empty] | 487
+GPL | 100 mm base/plinth |  |  |  | For basic drive * | [8 empty] | 581
+GPH | 200 mm base/plinth |  |  |  | For basic drive * | [8 empty] | 593
+OCM | Common mode chokes |  |  |  | To be put on motor cable | [8 empty] | 260
+OCH | Common mode filters with output terminals |  |  |  | Note separate prices for +ODU and +OSI configurations | [8 empty] | 1941
+CIT | Cabling Input Top |  |  |  | Including +CIT/+COT (W:+400 mm) | [8 empty] | 2587
+ODU | du/dt filter |  |  |  | Including +CIT/+COT (W:+400 mm) ** | [8 empty] | 5607
+OSI | Sine wave filter |  |  |  | W: +600 mm, Please check the availability from the factory ** | [8 empty] | 11063
+MAR | Marine construction | [12 empty] | 1739
+SWP | Seaworthy packing | [12 empty] | 389
VACON NXC LOW-HARMONIC 380-500 V, 300 A air-cooled AC drive, EMC Class L
PRODUCT CODE | Low Overload Ratings |  |  |  | High Overload Ratings |  |  |  | Frame | Dimensions |  | Weight |  | LIST
| Motor Power | Motor Power | Continuous | 110% | Motor Power | Motor Power | Continuous | 150% | Size | WxHxD |  | [kg] | [lb] | PRICE
| Low Overload | Low Overload | Current | Overload | High Overload | High Overload | Current | Overload |  | [mm] | [inches] |  |  | EUR
| 400V [kW] | 480V [Hp] | IL [A] | Current [A] | 400V [kW] | 480V [Hp] | IH [A] | Current [A]
NXC03005A2L0RSFA1A2000000 | 160 |  | 300 | 330 | 132 |  | 245 | 368 | AF9/Type 1/IP21 | 1006x2275x605 |  | 680 |  | 37248
NXC03005A5L0RSFA1A2000000 | 160 |  | 300 | 330 | 132 |  | 245 | 368 | AF9/Type 12/IP54 | 1006x2405x605 |  | 690 |  | 39539
THE FOLLOWING OPTIONS ARE INCLUDED AS STANDARD:
+ILS Load switch
+ICB Circuit breaker
+AMO ICB motor operator
+TUP Separate 230 VAC terminals
+AT2 Auxiliary voltage transformer
+ADC Power supply
+DRO Local / Remote / Automatic op. switch
+DCO MCCB / Charging circuit operation switch
VACON NXC LOW-HARMONIC Options | DESCRIPTION |  |  |  | NOTE | [8 empty] | LIST
PRICE
EUR
+ACH | Cabinet heater 1x50 W | [12 empty] | 616
+ACL | Cabinet light | [12 empty] | 433
+DCM | Analog meter + curr.trafo |  |  |  | CT on L1 | [8 empty] | 487
+GPL | 100 mm base/plinth |  |  |  | For basic drive * | [8 empty] | 581
+GPH | 200 mm base/plinth |  |  |  | For basic drive * | [8 empty] | 593
+OCM | Common mode chokes |  |  |  | To be put on motor cable | [8 empty] | 260
+OCH | Common mode filters with output terminals |  |  |  | Note separate prices for +ODU and +OSI configurations | [8 empty] | 1941
+CIT | Cabling Input Top |  |  |  | Including +CIT/+COT (W:+400 mm) | [8 empty] | 2587
+ODU | du/dt filter |  |  |  | Including +CIT/+COT (W:+400 mm) ** | [8 empty] | 6001
+OSI | Sine wave filter |  |  |  | W: +600 mm, Please check the availability from the factory ** | [8 empty] | 12368
+MAR | Marine construction | [12 empty] | 1739
+SWP | Seaworthy packing | [12 empty] | 389
VACON NXC LOW-HARMONIC 380-500 V, 385 A air-cooled AC drive, EMC Class L
PRODUCT CODE | Low Overload Ratings |  |  |  | High Overload Ratings |  |  |  | Frame | Dimensions |  | Weight |  | LIST
| Motor Power | Motor Power | Continuous | 110% | Motor Power | Motor Power | Continuous | 150% | Size | WxHxD |  | [kg] | [lb] | PRICE
| Low Overload | Low Overload | Current | Overload | High Overload | High Overload | Current | Overload |  | [mm] | [inches] |  |  | EUR
| 400V [kW] | 480V [Hp] | IL [A] | Current [A] | 400V [kW] | 480V [Hp] | IH [A] | Current [A]
NXC03855A2L0RSFA1A2000000 | 200 |  | 385 | 424 | 160 |  | 300 | 450 | AF10/Type 1/IP21 | 1006x2275x605 |  | 700 |  | 40364
NXC03855A5L0RSFA1A2000000 | 200 |  | 385 | 424 | 160 |  | 300 | 450 | AF10/Type 12/IP54 | 1006x2405x605 |  | 710 |  | 42979
THE FOLLOWING OPTIONS ARE INCLUDED AS STANDARD:
+ILS Load switch
+ICB Circuit breaker
+AMO ICB motor operator
+TUP Separate 230 VAC terminals
+AT2 Auxiliary voltage transformer
+ADC Power supply
+DRO Local / Remote / Automatic op. switch
+DCO MCCB / Charging circuit operation switch
VACON NXC LOW-HARMONIC Options | DESCRIPTION |  |  |  | NOTE | [8 empty] | LIST
PRICE
EUR
+ACH | Cabinet heater 1x50 W | [12 empty] | 616
+ACL | Cabinet light | [12 empty] | 433
+DCM | Analog meter + curr.trafo |  |  |  | CT on L1 | [8 empty] | 487
+GPL | 100 mm base/plinth |  |  |  | For basic drive * | [8 empty] | 581
+GPH | 200 mm base/plinth |  |  |  | For basic drive * | [8 empty] | 593
+OCM | Common mode chokes |  |  |  | To be put on motor cable | [8 empty] | 501
+OCH | Common mode filters with output terminals |  |  |  | Note separate prices for +ODU and +OSI configurations | [8 empty] | 1941
+CIT | Cabling Input Top |  |  |  | Including +CIT/+COT (W:+400 mm) | [8 empty] | 2587
+ODU | du/dt filter |  |  |  | Including +CIT/+COT (W:+400 mm) ** | [8 empty] | 6759
+OSI | Sine wave filter |  |  |  | W: +600 mm, Please check the availability from the factory ** | [8 empty] | 12368
+MAR | Marine construction | [12 empty] | 1739
+SWP | Seaworthy packing | [12 empty] | 389
VACON NXC LOW-HARMONIC 380-500 V, 460 A air-cooled AC drive, EMC Class L
PRODUCT CODE | Low Overload Ratings |  |  |  | High Overload Ratings |  |  |  | Frame | Dimensions |  | Weight |  | LIST
| Motor Power | Motor Power | Continuous | 110% | Motor Power | Motor Power | Continuous | 150% | Size | WxHxD |  | [kg] | [lb] | PRICE
| Low Overload | Low Overload | Current | Overload | High Overload | High Overload | Current | Overload |  | [mm] | [inches] |  |  | EUR
| 400V [kW] | 480V [Hp] | IL [A] | Current [A] | 400V [kW] | 480V [Hp] | IH [A] | Current [A]
NXC04605A2L0RSFA1A2000000 | 250 |  | 460 | 506 | 200 |  | 385 | 578 | AF10/Type 1/IP21 | 1006x2275x605 |  | 700 |  | 44293
NXC04605A5L0RSFA1A2000000 | 250 |  | 460 | 506 | 200 |  | 385 | 578 | AF10/Type 12/IP54 | 1006x2405x605 |  | 710 |  | 47517
THE FOLLOWING OPTIONS ARE INCLUDED AS STANDARD:
+ILS Load switch
+ICB Circuit breaker
+AMO ICB motor operator
+TUP Separate 230 VAC terminals
+AT2 Auxiliary voltage transformer
+ADC Power supply
+DRO Local / Remote / Automatic op. switch
+DCO MCCB / Charging circuit operation switch
VACON NXC LOW-HARMONIC Options | DESCRIPTION |  |  |  | NOTE | [8 empty] | LIST
PRICE
EUR
+ACH | Cabinet heater 1x50 W | [12 empty] | 616
+ACL | Cabinet light | [12 empty] | 433
+DCM | Analog meter + curr.trafo |  |  |  | CT on L1 | [8 empty] | 487
+GPL | 100 mm base/plinth |  |  |  | For basic drive * | [8 empty] | 581
+GPH | 200 mm base/plinth |  |  |  | For basic drive * | [8 empty] | 593
+OCM | Common mode chokes |  |  |  | To be put on motor cable | [8 empty] | 501
+OCH | Common mode filters with output terminals |  |  |  | Note separate prices for +ODU and +OSI configurations | [8 empty] | 1941
+CIT | Cabling Input Top |  |  |  | Including +CIT/+COT (W:+400 mm) | [8 empty] | 2587
+ODU | du/dt filter |  |  |  | Including +CIT/+COT (W:+400 mm) ** | [8 empty] | 8018
+OSI | Sine wave filter |  |  |  | W: +600 mm ** | [8 empty] | 13947
+MAR | Marine construction | [12 empty] | 1739
+SWP | Seaworthy packing | [12 empty] | 389
VACON NXC LOW-HARMONIC 380-500 V, 520 A air-cooled AC drive, EMC Class L
PRODUCT CODE | Low Overload Ratings |  |  |  | High Overload Ratings |  |  |  | Frame | Dimensions |  | Weight |  | LIST
| Motor Power | Motor Power | Continuous | 110% | Motor Power | Motor Power | Continuous | 150% | Size | WxHxD |  | [kg] | [lb] | PRICE
| Low Overload | Low Overload | Current | Overload | High Overload | High Overload | Current | Overload |  | [mm] | [inches] |  |  | EUR
| 400V [kW] | 480V [Hp] | IL [A] | Current [A] | 400V [kW] | 480V [Hp] | IH [A] | Current [A]
NXC05205A2L0RSFA1A2000000 | 250 |  | 520 | 572 | 250 |  | 460 | 690 | AF10/Type 1/IP21 | 1006x2275x605 |  | 700 |  | 49858
NXC05205A5L0RSFA1A2000000 | 250 |  | 520 | 572 | 250 |  | 460 | 690 | AF10/Type 12/IP54 | 1006x2405x605 |  | 710 |  | 53491
THE FOLLOWING OPTIONS ARE INCLUDED AS STANDARD:
+ILS Load switch
+ICB Circuit breaker
+AMO ICB motor operator
+TUP Separate 230 VAC terminals
+AT2 Auxiliary voltage transformer
+ADC Power supply
+DRO Local / Remote / Automatic op. switch
+DCO MCCB / Charging circuit operation switch
VACON NXC LOW-HARMONIC Options | DESCRIPTION |  |  |  | NOTE | [8 empty] | LIST
PRICE
EUR
+ACH | Cabinet heater 1x50 W | [12 empty] | 616
+ACL | Cabinet light | [12 empty] | 433
+DCM | Analog meter + curr.trafo |  |  |  | CT on L1 | [8 empty] | 487
+GPL | 100 mm base/plinth |  |  |  | For basic drive * | [8 empty] | 581
+GPH | 200 mm base/plinth |  |  |  | For basic drive * | [8 empty] | 593
+OCM | Common mode chokes |  |  |  | To be put on motor cable | [8 empty] | 501
+OCH | Common mode filters with output terminals |  |  |  | Note separate prices for +ODU and +OSI configurations | [8 empty] | 1941
+CIT | Cabling Input Top |  |  |  | Including +CIT/+COT (W:+400 mm) | [8 empty] | 2587
+ODU | du/dt filter |  |  |  | Including +CIT/+COT (W:+400 mm) ** | [8 empty] | 8018
+OSI | Sine wave filter |  |  |  | W: +600 mm ** | [8 empty] | 13947
+MAR | Marine construction | [12 empty] | 1739
+SWP | Seaworthy packing | [12 empty] | 389
VACON NXC LOW-HARMONIC 380-500 V, 650 A air-cooled AC drive, EMC Class L
PRODUCT CODE | Low Overload Ratings |  |  |  | High Overload Ratings |  |  |  | Frame | Dimensions |  | Weight |  | LIST
| Motor Power | Motor Power | Continuous | 110% | Motor Power | Motor Power | Continuous | 150% | Size | WxHxD |  | [kg] | [lb] | PRICE
| Low Overload | Low Overload | Current | Overload | High Overload | High Overload | Current | Overload |  | [mm] | [inches] |  |  | EUR
| 400V [kW] | 480V [Hp] | IL [A] | Current [A] | 400V [kW] | 480V [Hp] | IH [A] | Current [A]
NXC06505A2L0RSFA1A2000000 | 355 |  | 650 | 715 | 315 |  | 590 | 885 | AF12/Type 1/IP21 | 2006x2275x605 |  | 1400 |  | 71943
NXC06505A5L0RSFA1A2000000 | 355 |  | 650 | 715 | 315 |  | 590 | 885 | AF12/Type 12/IP54 | 2006x2405x605 |  | 1420 |  | 76946
THE FOLLOWING OPTIONS ARE INCLUDED AS STANDARD:
+ILS Load switch
+ICB Circuit breaker
+AMO ICB motor operator
+TUP Separate 230 VAC terminals
+AT2 Auxiliary voltage transformer
+ADC Power supply
+DRO Local / Remote / Automatic op. switch
+DCO MCCB / Charging circuit operation switch
VACON NXC LOW-HARMONIC Options | DESCRIPTION |  |  |  | NOTE | [8 empty] | LIST
PRICE
EUR
+ACH | Cabinet heater 2x50 W | [12 empty] | 1217
+ACL | Cabinet light | [12 empty] | 865
+DCM | Analog meter + curr.trafo |  |  |  | CT on L1 | [8 empty] | 819
+GPL | 100 mm base/plinth |  |  |  | For basic drive * | [8 empty] | 1163
+GPH | 200 mm base/plinth |  |  |  | For basic drive * | [8 empty] | 1187
+OCM | Common mode chokes |  |  |  | To be put on motor cable | [8 empty] | 1038
+OCH | Common mode filters with output terminals |  |  |  | Note separate prices for +ODU and +OSI configurations | [8 empty] | 3941
+CIT | Cabling Input Top |  |  |  | Including +CIT/+COT (W:+400 mm) | [8 empty] | 2869
+ODU | du/dt filter |  |  |  | Including +CIT/+COT (W:+400 mm) ** | [8 empty] | 11487
+OSI | Sine wave filter |  |  |  | W: +2x600 mm ** | [8 empty] | 24435
+MAR | Marine construction | [12 empty] | 2771
+SWP | Seaworthy packing | [12 empty] | 797
VACON NXC LOW-HARMONIC 380-500 V, 730 A air-cooled AC drive, EMC Class L
PRODUCT CODE | Low Overload Ratings |  |  |  | High Overload Ratings |  |  |  | Frame | Dimensions |  | Weight |  | LIST
| Motor Power | Motor Power | Continuous | 110% | Motor Power | Motor Power | Continuous | 150% | Size | WxHxD |  | [kg] | [lb] | PRICE
| Low Overload | Low Overload | Current | Overload | High Overload | High Overload | Current | Overload |  | [mm] | [inches] |  |  | EUR
| 400V [kW] | 480V [Hp] | IL [A] | Current [A] | 400V [kW] | 480V [Hp] | IH [A] | Current [A]
NXC07305A2L0RSFA1A2000000 | 400 |  | 730 | 803 | 355 |  | 650 | 975 | AF12/Type 1/IP21 | 2006x2275x605 |  | 1400 |  | 74511
NXC07305A5L0RSFA1A2000000 | 400 |  | 730 | 803 | 355 |  | 650 | 975 | AF12/Type 12/IP54 | 2006x2445x605 |  | 1420 |  | 79535
THE FOLLOWING OPTIONS ARE INCLUDED AS STANDARD:
+ILS Load switch
+ICB Circuit breaker
+AMO ICB motor operator
+TUP Separate 230 VAC terminals
+AT2 Auxiliary voltage transformer
+ADC Power supply
+DRO Local / Remote / Automatic op. switch
+DCO MCCB / Charging circuit operation switch
VACON NXC LOW-HARMONIC Options | DESCRIPTION |  |  |  | NOTE | [8 empty] | LIST
PRICE
EUR
+ACH | Cabinet heater 2x50 W | [12 empty] | 1217
+ACL | Cabinet light | [12 empty] | 865
+DCM | Analog meter + curr.trafo |  |  |  | CT on L1 | [8 empty] | 819
+GPL | 100 mm base/plinth |  |  |  | For basic drive * | [8 empty] | 1163
+GPH | 200 mm base/plinth |  |  |  | For basic drive * | [8 empty] | 1187
+OCM | Common mode chokes |  |  |  | To be put on motor cable | [8 empty] | 1038
+OCH | Common mode filters with output terminals |  |  |  | Note separate prices for +ODU and +OSI configurations | [8 empty] | 3941
+CIT | Cabling Input Top |  |  |  | Including +CIT/+COT (W:+400 mm) | [8 empty] | 2869
+ODU | du/dt filter |  |  |  | Including +CIT/+COT (W:+400 mm) ** | [8 empty] | 11487
+OSI | Sine wave filter |  |  |  | W: +2x600 mm ** | [8 empty] | 24435
+MAR | Marine construction | [12 empty] | 2771
+SWP | Seaworthy packing | [12 empty] | 797
VACON NXC LOW-HARMONIC 380-500 V, 820 A air-cooled AC drive, EMC Class L
PRODUCT CODE | Low Overload Ratings |  |  |  | High Overload Ratings |  |  |  | Frame | Dimensions |  | Weight |  | LIST
| Motor Power | Motor Power | Continuous | 110% | Motor Power | Motor Power | Continuous | 150% | Size | WxHxD |  | [kg] | [lb] | PRICE
| Low Overload | Low Overload | Current | Overload | High Overload | High Overload | Current | Overload |  | [mm] | [inches] |  |  | EUR
| 400V [kW] | 480V [Hp] | IL [A] | Current [A] | 400V [kW] | 480V [Hp] | IH [A] | Current [A]
NXC08205A2L0RSFA1A2000000 | 450 |  | 820 | 902 | 400 |  | 730 | 1095 | AF12/Type 1/IP21 | 2006x2275x605 |  | 1400 |  | 76479
NXC08205A5L0RSFA1A2000000 | 450 |  | 820 | 902 | 400 |  | 730 | 1095 | AF12/Type 12/IP54 | 2006x2405x605 |  | 1420 |  | 81750
THE FOLLOWING OPTIONS ARE INCLUDED AS STANDARD:
+ILS Load switch
+ICB Circuit breaker
+AMO ICB motor operator
+TUP Separate 230 VAC terminals
+AT2 Auxiliary voltage transformer
+ADC Power supply
+DRO Local / Remote / Automatic op. switch
+DCO MCCB / Charging circuit operation switch
VACON NXC LOW-HARMONIC Options | DESCRIPTION |  |  |  | NOTE | [8 empty] | LIST
PRICE
EUR
+ACH | Cabinet heater 2x50 W | [12 empty] | 1217
+ACL | Cabinet light | [12 empty] | 865
+DCM | Analog meter + curr.trafo |  |  |  | CT on L1 | [8 empty] | 819
+GPL | 100 mm base/plinth |  |  |  | For basic drive * | [8 empty] | 1163
+GPH | 200 mm base/plinth |  |  |  | For basic drive * | [8 empty] | 1187
+OCM | Common mode chokes |  |  |  | To be put on motor cable | [8 empty] | 1038
+OCH | Common mode filters with output terminals |  |  |  | Note separate prices for +ODU and +OSI configurations | [8 empty] | 3941
+CIT | Cabling Input Top |  |  |  | Including +CIT/+COT (W:+400 mm) | [8 empty] | 2869
+ODU | du/dt filter |  |  |  | Including +CIT/+COT (W:+400 mm) ** | [8 empty] | 11848
+OSI | Sine wave filter |  |  |  | W: +2x600 mm ** | [8 empty] | 24435
+MAR | Marine construction | [12 empty] | 2771
+SWP | Seaworthy packing | [12 empty] | 797
VACON NXC LOW-HARMONIC 380-500 V, 920 A air-cooled AC drive, EMC Class L
PRODUCT CODE | Low Overload Ratings |  |  |  | High Overload Ratings |  |  |  | Frame | Dimensions |  | Weight |  | LIST
| Motor Power | Motor Power | Continuous | 110% | Motor Power | Motor Power | Continuous | 150% | Size | WxHxD |  | [kg] | [lb] | PRICE
| Low Overload | Low Overload | Current | Overload | High Overload | High Overload | Current | Overload |  | [mm] | [inches] |  |  | EUR
| 400V [kW] | 480V [Hp] | IL [A] | Current [A] | 400V [kW] | 480V [Hp] | IH [A] | Current [A]
NXC09205A2L0RSFA1A2000000 | 500 |  | 920 | 1012 | 450 |  | 820 | 1230 | AF12/Type 1/IP21 | 2006x2275x605 |  | 1400 |  | 80111
NXC09205A5L0RSFA1A2000000 | 500 |  | 920 | 1012 | 450 |  | 820 | 1230 | AF12/Type 12/IP54 | 2006x2405x605 |  | 1420 |  | 84936
THE FOLLOWING OPTIONS ARE INCLUDED AS STANDARD:
+ILS Load switch
+ICB Circuit breaker
+AMO ICB motor operator
+TUP Separate 230 VAC terminals
+AT2 Auxiliary voltage transformer
+ADC Power supply
+DRO Local / Remote / Automatic op. switch
+DCO MCCB / Charging circuit operation switch
VACON NXC LOW-HARMONIC Options | DESCRIPTION |  |  |  | NOTE | [8 empty] | LIST
PRICE
EUR
+ACH | Cabinet heater 2x50 W | [12 empty] | 1217
+ACL | Cabinet light | [12 empty] | 865
+DCM | Analog meter + curr.trafo |  |  |  | CT on L1 | [8 empty] | 819
+GPL | 100 mm base/plinth |  |  |  | For basic drive * | [8 empty] | 1163
+GPH | 200 mm base/plinth |  |  |  | For basic drive * | [8 empty] | 1187
+OCM | Common mode chokes |  |  |  | To be put on motor cable | [8 empty] | 1038
+OCH | Common mode filters with output terminals |  |  |  | Note separate prices for +ODU and +OSI configurations | [8 empty] | 3941
+CIT | Cabling Input Top |  |  |  | Including +CIT/+COT (W:+400 mm) | [8 empty] | 2869
+ODU | du/dt filter |  |  |  | Including +CIT/+COT (W:+400 mm) ** | [8 empty] | 14107
+OSI | Sine wave filter |  |  |  | W: +2x600 mm ** | [8 empty] | 28030
+MAR | Marine construction | [12 empty] | 2771
+SWP | Seaworthy packing | [12 empty] | 797
VACON NXC LOW-HARMONIC 380-500 V, 1030 A air-cooled AC drive, EMC Class L
PRODUCT CODE | Low Overload Ratings |  |  |  | High Overload Ratings |  |  |  | Frame | Dimensions |  | Weight |  | LIST
| Motor Power | Motor Power | Continuous | 110% | Motor Power | Motor Power | Continuous | 150% | Size | WxHxD |  | [kg] | [lb] | PRICE
| Low Overload | Low Overload | Current | Overload | High Overload | High Overload | Current | Overload |  | [mm] | [inches] |  |  | EUR
| 400V [kW] | 480V [Hp] | IL [A] | Current [A] | 400V [kW] | 480V [Hp] | IH [A] | Current [A]
NXC10305A2L0RSFA1A2000000 | 560 |  | 1030 | 1133 | 500 |  | 920 | 1380 | AF12/Type 1/IP21 | 2006x2275x605 |  | 1400 |  | 87262
NXC10305A5L0RSFA1A2000000 | 560 |  | 1030 | 1133 | 500 |  | 920 | 1380 | AF12/Type 12/IP54 | 2006x2405x605 |  | 1420 |  | 92595
THE FOLLOWING OPTIONS ARE INCLUDED AS STANDARD:
+ILS Load switch
+ICB Circuit breaker
+AMO ICB motor operator
+TUP Separate 230 VAC terminals
+AT2 Auxiliary voltage transformer
+ADC Power supply
+DRO Local / Remote / Automatic op. switch
+DCO MCCB / Charging circuit operation switch
VACON NXC LOW-HARMONIC Options | DESCRIPTION |  |  |  | NOTE | [8 empty] | LIST
PRICE
EUR
+ACH | Cabinet heater 2x50 W | [12 empty] | 1217
+ACL | Cabinet light | [12 empty] | 865
+DCM | Analog meter + curr.trafo |  |  |  | CT on L1 | [8 empty] | 819
+GPL | 100 mm base/plinth |  |  |  | For basic drive * | [8 empty] | 1163
+GPH | 200 mm base/plinth |  |  |  | For basic drive * | [8 empty] | 1187
+OCM | Common mode chokes |  |  |  | To be put on motor cable | [8 empty] | 1038
+OCH | Common mode filters with output terminals |  |  |  | Note separate prices for +ODU and +OSI configurations | [8 empty] | 3941
+CIT | Cabling Input Top |  |  |  | Including +CIT/+COT (W:+400 mm) | [8 empty] | 2869
+ODU | du/dt filter |  |  |  | Including +CIT/+COT (W:+400 mm) ** | [8 empty] | 14107
+OSI | Sine wave filter |  |  |  | W: +2x600 mm ** | [8 empty] | 28030
+MAR | Marine construction | [12 empty] | 2771
+SWP | Seaworthy packing | [12 empty] | 797
VACON NXC LOW-HARMONIC 380-500 V, 1150 A air-cooled AC drive, EMC Class L
PRODUCT CODE | Low Overload Ratings |  |  |  | High Overload Ratings |  |  |  | Frame | Dimensions |  | Weight |  | LIST
| Motor Power | Motor Power | Continuous | 110% | Motor Power | Motor Power | Continuous | 150% | Size | WxHxD |  | [kg] | [lb] | PRICE
| Low Overload | Low Overload | Current | Overload | High Overload | High Overload | Current | Overload |  | [mm] | [inches] |  |  | EUR
| 400V [kW] | 480V [Hp] | IL [A] | Current [A] | 400V [kW] | 480V [Hp] | IH [A] | Current [A]
NXC11505A2L0RSFA1A2000000 | 630 |  | 1150 | 1265 | 560 |  | 1030 | 1545 | AF13/Type 1/IP21 | 2206x2275x605 |  | 1950 |  | 100715
NXC11505A5L0RSFA1A2000000 | 630 |  | 1150 | 1265 | 560 |  | 1030 | 1545 | AF13/Type 12/IP54 | 2206x2445x605 |  | 1980 |  | 106457
THE FOLLOWING OPTIONS ARE INCLUDED AS STANDARD:
+ILS Load switch
+ICB Circuit breaker
+AMO ICB motor operator
+TUP Separate 230 VAC terminals
+AT2 Auxiliary voltage transformer
+ADC Power supply
+DRO Local / Remote / Automatic op. switch
+DCO MCCB / Charging circuit operation switch
VACON NXC LOW-HARMONIC Options | DESCRIPTION |  |  |  | NOTE | [8 empty] | LIST
PRICE
EUR
+ACH | Cabinet heater 1x50 W | [12 empty] | 937
+ACL | Cabinet light | [12 empty] | 433
+DCM | Analog meter + curr.trafo |  |  |  | CT on L1 | [8 empty] | 819
+GPL | 100 mm base/plinth |  |  |  | For basic drive * | [8 empty] | 867
+GPH | 200 mm base/plinth |  |  |  | For basic drive * | [8 empty] | 929
+OCM | Common mode chokes |  |  |  | To be put on motor cable | [8 empty] | 1558
+OCH | Common mode filters with output terminals |  |  |  | Note separate prices for +ODU and +OSI configurations | [8 empty] | 4152
+CIT | Cabling Input Top |  |  |  | Including +CIT/+COT (W:+400 mm) | [8 empty] | 4790
+ODU | du/dt filter | [12 empty] | 8967
+OSI | Sine wave filter |  |  |  | W: +800 mm ** | [8 empty] | 24751
+MAR | Marine construction | [12 empty] | 2771
+SWP | Seaworthy packing | [12 empty] | 797
VACON NXC LOW-HARMONIC 380-500 V, 1300 A air-cooled AC drive, EMC Class L
PRODUCT CODE | Low Overload Ratings |  |  |  | High Overload Ratings |  |  |  | Frame | Dimensions |  | Weight |  | LIST
| Motor Power | Motor Power | Continuous | 110% | Motor Power | Motor Power | Continuous | 150% | Size | WxHxD |  | [kg] | [lb] | PRICE
| Low Overload | Low Overload | Current | Overload | High Overload | High Overload | Current | Overload |  | [mm] | [inches] |  |  | EUR
| 400V [kW] | 480V [Hp] | IL [A] | Current [A] | 400V [kW] | 480V [Hp] | IH [A] | Current [A]
NXC13005A2L0RSFA1A2000000 | 710 |  | 1300 | 1430 | 630 |  | 1150 | 1725 | AF13/Type 1/IP21 | 2206x2275x605 |  | 1950 |  | 113627
NXC13005A5L0RSFA1A2000000 | 710 |  | 1300 | 1430 | 630 |  | 1150 | 1725 | AF13/Type 12/IP54 | 2206x2445x605 |  | 1980 |  | 120345
THE FOLLOWING OPTIONS ARE INCLUDED AS STANDARD:
+ILS Load switch
+ICB Circuit breaker
+AMO ICB motor operator
+TUP Separate 230 VAC terminals
+AT2 Auxiliary voltage transformer
+ADC Power supply
+DRO Local / Remote / Automatic op. switch
+DCO MCCB / Charging circuit operation switch
VACON NXC LOW-HARMONIC Options | DESCRIPTION |  |  |  | NOTE | [8 empty] | LIST
PRICE
EUR
+ACH | Cabinet heater 1x50 W | [12 empty] | 937
+ACL | Cabinet light | [12 empty] | 433
+DCM | Analog meter + curr.trafo |  |  |  | CT on L1 | [8 empty] | 819
+GPL | 100 mm base/plinth |  |  |  | For basic drive * | [8 empty] | 867
+GPH | 200 mm base/plinth |  |  |  | For basic drive * | [8 empty] | 929
+OCM | Common mode chokes |  |  |  | To be put on motor cable | [8 empty] | 2339
+OCH | Common mode filters with output terminals |  |  |  | Note separate prices for +ODU and +OSI configurations | [8 empty] | 4152
+CIT | Cabling Input Top |  |  |  | Including +CIT/+COT (W:+400 mm) | [8 empty] | 4790
+ODU | du/dt filter | [12 empty] | 9770
+OSI | Sine wave filter |  |  |  | W: +800 mm ** | [8 empty] | 29465
+MAR | Marine construction | [12 empty] | 2771
+SWP | Seaworthy packing | [12 empty] | 797
VACON NXC LOW-HARMONIC 380-500 V, 1450 A air-cooled AC drive, EMC Class L
PRODUCT CODE | Low Overload Ratings |  |  |  | High Overload Ratings |  |  |  | Frame | Dimensions |  | Weight |  | LIST
| Motor Power | Motor Power | Continuous | 110% | Motor Power | Motor Power | Continuous | 150% | Size | WxHxD |  | [kg] | [lb] | PRICE
| Low Overload | Low Overload | Current | Overload | High Overload | High Overload | Current | Overload |  | [mm] | [inches] |  |  | EUR
| 400V [kW] | 480V [Hp] | IL [A] | Current [A] | 400V [kW] | 480V [Hp] | IH [A] | Current [A]
NXC14505A2L0RSFA1A2000000 | 800 |  | 1450 | 1595 | 710 |  | 1300 | 1950 | AF13/Type 1/IP21 | 2206x2275x605 |  | 1950 |  | 123359
NXC14505A5L0RSFA1A2000000 | 800 |  | 1450 | 1595 | 710 |  | 1300 | 1950 | AF13/Type 12/IP54 | 2206x2445x605 |  | 1980 |  | 131331
THE FOLLOWING OPTIONS ARE INCLUDED AS STANDARD:
+ILS Load switch
+ICB Circuit breaker
+AMO ICB motor operator
+TUP Separate 230 VAC terminals
+AT2 Auxiliary voltage transformer
+ADC Power supply
+DRO Local / Remote / Automatic op. switch
+DCO MCCB / Charging circuit operation switch
VACON NXC LOW-HARMONIC Options | DESCRIPTION |  |  |  | NOTE | [8 empty] | LIST
PRICE
EUR
+ACH | Cabinet heater 1x50 W | [12 empty] | 937
+ACL | Cabinet light | [12 empty] | 433
+DCM | Analog meter + curr.trafo |  |  |  | CT on L1 | [8 empty] | 819
+GPL | 100 mm base/plinth |  |  |  | For basic drive * | [8 empty] | 867
+GPH | 200 mm base/plinth |  |  |  | For basic drive * | [8 empty] | 929
+OCM | Common mode chokes |  |  |  | To be put on motor cable | [8 empty] | 2339
+OCH | Common mode filters with output terminals |  |  |  | Note separate prices for +ODU and +OSI configurations | [8 empty] | 4152
+CIT | Cabling Input Top |  |  |  | Including +CIT/+COT (W:+400 mm) | [8 empty] | 4790
+ODU | du/dt filter | [12 empty] | 9770
+OSI | Sine wave filter |  |  |  | W: +800 mm ** | [8 empty] | 29465
+MAR | Marine construction | [12 empty] | 2771
+SWP | Seaworthy packing | [12 empty] | 797
VACON NXC LOW-HARMONIC 380-500 V, 1770 A air-cooled AC drive, EMC Class L
PRODUCT CODE | Low Overload Ratings |  |  |  | High Overload Ratings |  |  |  | Frame | Dimensions |  | Weight |  | LIST
| Motor Power | Motor Power | Continuous | 110% | Motor Power | Motor Power | Continuous | 150% | Size | WxHxD |  | [kg] | [lb] | PRICE
| Low Overload | Low Overload | Current | Overload | High Overload | High Overload | Current | Overload |  | [mm] | [inches] |  |  | EUR
| 400V [kW] | 480V [Hp] | IL [A] | Current [A] | 400V [kW] | 480V [Hp] | IH [A] | Current [A]
NXC17705A2L0RSFA1A2000000 | 1000 |  | 1770 | 1947 | 900 |  | 1600 | 2400 | AF14/Type 1/IP21 | 4406x2275x605 |  | 3900 |  | 191527
NXC17705A5L0RSFA1A2000000 | 1000 |  | 1770 | 1947 | 900 |  | 1600 | 2400 | AF14/Type 12/IP54 | 4406x2445x605 |  | 3960 |  | 201096
THE FOLLOWING OPTIONS ARE INCLUDED AS STANDARD:
+ILS Load switch
+ICB Circuit breaker
+AMO ICB motor operator
+TUP Separate 230 VAC terminals
+AT3 Auxiliary voltage transformer
+ADC Power supply
+DRO Local / Remote / Automatic op. switch
+DCO MCCB / Charging circuit operation switch
+ODU du/dt filter
VACON NXC LOW-HARMONIC Options | DESCRIPTION |  |  |  | NOTE | [8 empty] | LIST
PRICE
EUR
+ACH | Cabinet heater 2x50 W | [12 empty] | 1874
+ACL | Cabinet light | [12 empty] | 865
+DCM | Analog meter + curr.trafo |  |  |  | CT on L1 | [8 empty] | 819
+GPL | 100 mm base/plinth |  |  |  | For basic drive * | [8 empty] | 1735
+GPH | 200 mm base/plinth |  |  |  | For basic drive * | [8 empty] | 1928
+OCM | Common mode chokes |  |  |  | To be put on motor cable | [8 empty] | 2339
+OCH | Common mode filters with output terminals |  |  |  | Note separate prices for +ODU and +OSI configurations | [8 empty] | 6413
+CIT | Cabling Input Top |  |  |  | Including +CIT/+COT (W:+400 mm) | [8 empty] | 4790
+OSI | Sine wave filter |  |  |  | W: +2x800 mm, PRICE UPGRADES +ODU to +OSI ** | [8 empty] | 30691
+MAR | Marine construction | [12 empty] | 5011
+SWP | Seaworthy packing | [12 empty] | 1572
VACON NXC LOW-HARMONIC 380-500 V, 2150 A air-cooled AC drive, EMC Class L
PRODUCT CODE | Low Overload Ratings |  |  |  | High Overload Ratings |  |  |  | Frame | Dimensions |  | Weight |  | LIST
| Motor Power | Motor Power | Continuous | 110% | Motor Power | Motor Power | Continuous | 150% | Size | WxHxD |  | [kg] | [lb] | PRICE
| Low Overload | Low Overload | Current | Overload | High Overload | High Overload | Current | Overload |  | [mm] | [inches] |  |  | EUR
| 400V [kW] | 480V [Hp] | IL [A] | Current [A] | 400V [kW] | 480V [Hp] | IH [A] | Current [A]
NXC21505A2L0RSFA1A2000000 | 1200 |  | 2150 | 2365 | 1100 |  | 1940 | 2910 | AF14/Type 1/IP21 | 4406x2275x605 |  | 3900 |  | 202729
NXC21505A5L0RSFA1A2000000 | 1200 |  | 2150 | 2365 | 1100 |  | 1940 | 2910 | AF14/Type 12/IP54 | 4406x2445x605 |  | 3960 |  | 213045
THE FOLLOWING OPTIONS ARE INCLUDED AS STANDARD:
+ILS Load switch
+ICB Circuit breaker
+AMO ICB motor operator
+TUP Separate 230 VAC terminals
+AT3 Auxiliary voltage transformer
+ADC Power supply
+DRO Local / Remote / Automatic op. switch
+DCO MCCB / Charging circuit operation switch
+ODU du/dt filter
VACON NXC LOW-HARMONIC Options | DESCRIPTION |  |  |  | NOTE | [8 empty] | LIST
PRICE
EUR
+ACH | Cabinet heater 2x50 W | [12 empty] | 1874
+ACL | Cabinet light | [12 empty] | 865
+DCM | Analog meter + curr.trafo |  |  |  | CT on L1 | [8 empty] | 819
+GPL | 100 mm base/plinth |  |  |  | For basic drive * | [8 empty] | 1735
+GPH | 200 mm base/plinth |  |  |  | For basic drive * | [8 empty] | 1928
+OCM | Common mode chokes |  |  |  | To be put on motor cable | [8 empty] | 2957
+OCH | Common mode filters with output terminals |  |  |  | Note separate prices for +ODU and +OSI configurations | [8 empty] | 6413
+CIT | Cabling Input Top |  |  |  | Including +CIT/+COT (W:+400 mm) | [8 empty] | 4790
+OSI | Sine wave filter |  |  |  | W: +2x800 mm, PRICE UPGRADES +ODU to +OSI ** | [8 empty] | 30691
+MAR | Marine construction | [12 empty] | 5011
+SWP | Seaworthy packing | [12 empty] | 1572
VACON NXC LOW-HARMONIC 380-500 V, 2700 A air-cooled AC drive, EMC Class L
PRODUCT CODE | Low Overload Ratings |  |  |  | High Overload Ratings |  |  |  | Frame | Dimensions |  | Weight |  | LIST
| Motor Power | Motor Power | Continuous | 110% | Motor Power | Motor Power | Continuous | 150% | Size | WxHxD |  | [kg] | [lb] | PRICE
| Low Overload | Low Overload | Current | Overload | High Overload | High Overload | Current | Overload |  | [mm] | [inches] |  |  | EUR
| 400V [kW] | 480V [Hp] | IL [A] | Current [A] | 400V [kW] | 480V [Hp] | IH [A] | Current [A]
NXC27005A2L0RSFA1A2000000 | 1500 |  | 2700 | 2970 | 1200 |  | 2300 | 3278 | AF14/Type 1/IP21 | 4406x2275x605 |  | 3900 |  | 229926
NXC27005A5L0RSFA1A2000000 | 1500 |  | 2700 | 2970 | 1200 |  | 2300 | 3278 | AF14/Type 12/IP54 | 4406x2445x605 |  | 3960 |  | 255163
THE FOLLOWING OPTIONS ARE INCLUDED AS STANDARD:
+ILS Load switch
+ICB Circuit breaker
+AMO ICB motor operator
+TUP Separate 230 VAC terminals
+AT3 Auxiliary voltage transformer
+ADC Power supply
+DRO Local / Remote / Automatic op. switch
+DCO MCCB / Charging circuit operation switch
+ODU du/dt filter
VACON NXC LOW-HARMONIC Options | DESCRIPTION |  |  |  | NOTE | [8 empty] | LIST
PRICE
EUR
+ACH | Cabinet heater 2x50 W | [12 empty] | 1874
+ACL | Cabinet light | [12 empty] | 865
+DCM | Analog meter + curr.trafo |  |  |  | CT on L1 | [8 empty] | 819
+GPL | 100 mm base/plinth |  |  |  | For basic drive * | [8 empty] | 1735
+GPH | 200 mm base/plinth |  |  |  | For basic drive * | [8 empty] | 1928
+OCM | Common mode chokes |  |  |  | To be put on motor cable | [8 empty] | 2957
+OCH | Common mode filters with output terminals |  |  |  | Note separate prices for +ODU and +OSI configurations | [8 empty] | 6413
+CIT | Cabling Input Top |  |  |  | Including +CIT/+COT (W:+400 mm) | [8 empty] | 4790
+OSI | Sine wave filter |  |  |  | W: +2x800 mm, PRICE UPGRADES +ODU to +OSI ** | [8 empty] | 30691
+MAR | Marine construction | [12 empty] | 5011
+SWP | Seaworthy packing | [12 empty] | 1572

## VACON NXC Low-Harmonic 690V
VACON NXC Low-Harmonic 690V | [13 empty] | Level 1
VACON NXC LOW-HARMONIC 525-690 V, 125 A air-cooled AC drive, EMC Class L
PRODUCT CODE | Low Overload Ratings |  |  |  | High Overload Ratings |  |  |  | Frame | Dimensions |  | Weight |  | LIST
| Motor Power | Motor Power | Continuous | 110% | Motor Power | Motor Power | Continuous | 150% | Size | WxHxD |  | [kg] | [lb] | PRICE
| Low Overload | Low Overload | Current | Overload | High Overload | High Overload | Current | Overload |  | [mm] | [inches] |  |  | EUR
| 690V [kW] | 575V [Hp] | IL [A] | Current [A] | 690V [kW] | 575V [Hp] | IH [A] | Current [A]
NXC01256A2L0RSFA1A2000000 | 110 |  | 125 | 138 | 90 |  | 100 | 150 | AF9/Type 1/IP21 | 1006x2275x605 |  | 680 |  | 35065
NXC01256A5L0RSFA1A2000000 | 110 |  | 125 | 138 | 90 |  | 100 | 150 | AF9/Type 12/IP54 | 1006x2405x605 |  | 690 |  | 37086
THE FOLLOWING OPTIONS ARE INCLUDED AS STANDARD:
+ILS Load switch
+ICB Circuit breaker
+AMO ICB motor operator
+TUP Separate 230 VAC terminals
+AT2 Auxiliary voltage transformer
+ADC Power supply
+DRO Local / Remote / Automatic op. switch
+DCO MCCB / Charging circuit operation switch
VACON NXC LOW-HARMONIC Options | DESCRIPTION |  |  |  | NOTE | [8 empty] | LIST
PRICE
EUR
+ACH | Cabinet heater 1x50 W | [12 empty] | 616
+ACL | Cabinet light | [12 empty] | 433
+DCM | Analog meter + curr.trafo |  |  |  | CT on L1 | [8 empty] | 487
+GPL | 100 mm base/plinth |  |  |  | For basic drive * | [8 empty] | 581
+GPH | 200 mm base/plinth |  |  |  | For basic drive * | [8 empty] | 593
+OCM | Common mode chokes |  |  |  | To be put on motor cable | [8 empty] | 260
+OCH | Common mode filters with output terminals |  |  |  | Note separate prices for +ODU and +OSI configurations | [8 empty] | 1941
+CIT | Cabling Input Top |  |  |  | Including +CIT/+COT (W:+400 mm) | [8 empty] | 2587
+ODU | du/dt filter |  |  |  | Please check the availability from the factory | [8 empty] | 4619
+OSI | Sine wave filter |  |  |  | W: +600 mm, Please check the availability from the factory ** | [8 empty] | 9679
+MAR | Marine construction | [12 empty] | 1739
+SWP | Seaworthy packing | [12 empty] | 389
VACON NXC LOW-HARMONIC 525-690 V, 144 A air-cooled AC drive, EMC Class L
PRODUCT CODE | Low Overload Ratings |  |  |  | High Overload Ratings |  |  |  | Frame | Dimensions |  | Weight |  | LIST
| Motor Power | Motor Power | Continuous | 110% | Motor Power | Motor Power | Continuous | 150% | Size | WxHxD |  | [kg] | [lb] | PRICE
| Low Overload | Low Overload | Current | Overload | High Overload | High Overload | Current | Overload |  | [mm] | [inches] |  |  | EUR
| 690V [kW] | 575V [Hp] | IL [A] | Current [A] | 690V [kW] | 575V [Hp] | IH [A] | Current [A]
NXC01446A2L0RSFA1A2000000 | 132 |  | 144 | 158 | 110 |  | 125 | 188 | AF9/Type 1/IP21 | 1006x2275x605 |  | 680 |  | 36714
NXC01446A5L0RSFA1A2000000 | 132 |  | 144 | 158 | 110 |  | 125 | 188 | AF9/Type 12/IP54 | 1006x2405x605 |  | 690 |  | 38999
THE FOLLOWING OPTIONS ARE INCLUDED AS STANDARD:
+ILS Load switch
+ICB Circuit breaker
+AMO ICB motor operator
+TUP Separate 230 VAC terminals
+AT2 Auxiliary voltage transformer
+ADC Power supply
+DRO Local / Remote / Automatic op. switch
+DCO MCCB / Charging circuit operation switch
VACON NXC LOW-HARMONIC Options | DESCRIPTION |  |  |  | NOTE | [8 empty] | LIST
PRICE
EUR
+ACH | Cabinet heater 1x50 W | [12 empty] | 616
+ACL | Cabinet light | [12 empty] | 433
+DCM | Analog meter + curr.trafo |  |  |  | CT on L1 | [8 empty] | 487
+GPL | 100 mm base/plinth |  |  |  | For basic drive * | [8 empty] | 581
+GPH | 200 mm base/plinth |  |  |  | For basic drive * | [8 empty] | 593
+OCM | Common mode chokes |  |  |  | To be put on motor cable | [8 empty] | 260
+OCH | Common mode filters with output terminals |  |  |  | Note separate prices for +ODU and +OSI configurations | [8 empty] | 1941
+CIT | Cabling Input Top |  |  |  | Including +CIT/+COT (W:+400 mm) | [8 empty] | 2587
+ODU | du/dt filter |  |  |  | Please check the availability from the factory | [8 empty] | 4904
+OSI | Sine wave filter |  |  |  | W: +600 mm, Please check the availability from the factory ** | [8 empty] | 10945
+MAR | Marine construction | [12 empty] | 1739
+SWP | Seaworthy packing | [12 empty] | 389
VACON NXC LOW-HARMONIC 525-690 V, 170 A air-cooled AC drive, EMC Class L
PRODUCT CODE | Low Overload Ratings |  |  |  | High Overload Ratings |  |  |  | Frame | Dimensions |  | Weight |  | LIST
| Motor Power | Motor Power | Continuous | 110% | Motor Power | Motor Power | Continuous | 150% | Size | WxHxD |  | [kg] | [lb] | PRICE
| Low Overload | Low Overload | Current | Overload | High Overload | High Overload | Current | Overload |  | [mm] | [inches] |  |  | EUR
| 690V [kW] | 575V [Hp] | IL [A] | Current [A] | 690V [kW] | 575V [Hp] | IH [A] | Current [A]
NXC01706A2L0RSFA1A2000000 | 160 |  | 170 | 187 | 132 |  | 144 | 216 | AF9/Type 1/IP21 | 1006x2275x605 |  | 680 |  | 37962
NXC01706A5L0RSFA1A2000000 | 160 |  | 170 | 187 | 132 |  | 144 | 216 | AF9/Type 12/IP54 | 1006x2405x605 |  | 690 |  | 40071
THE FOLLOWING OPTIONS ARE INCLUDED AS STANDARD:
+ILS Load switch
+ICB Circuit breaker
+AMO ICB motor operator
+TUP Separate 230 VAC terminals
+AT2 Auxiliary voltage transformer
+ADC Power supply
+DRO Local / Remote / Automatic op. switch
+DCO MCCB / Charging circuit operation switch
VACON NXC LOW-HARMONIC Options | DESCRIPTION |  |  |  | NOTE | [8 empty] | LIST
PRICE
EUR
+ACH | Cabinet heater 1x50 W | [12 empty] | 616
+ACL | Cabinet light | [12 empty] | 433
+DCM | Analog meter + curr.trafo |  |  |  | CT on L1 | [8 empty] | 487
+GPL | 100 mm base/plinth |  |  |  | For basic drive * | [8 empty] | 581
+GPH | 200 mm base/plinth |  |  |  | For basic drive * | [8 empty] | 593
+OCM | Common mode chokes |  |  |  | To be put on motor cable | [8 empty] | 260
+OCH | Common mode filters with output terminals |  |  |  | Note separate prices for +ODU and +OSI configurations | [8 empty] | 1941
+CIT | Cabling Input Top |  |  |  | Including +CIT/+COT (W:+400 mm) | [8 empty] | 2587
+ODU | du/dt filter |  |  |  | Please check the availability from the factory | [8 empty] | 4904
+OSI | Sine wave filter |  |  |  | W: +600 mm, Please check the availability from the factory ** | [8 empty] | 10945
+MAR | Marine construction | [12 empty] | 1739
+SWP | Seaworthy packing | [12 empty] | 389
VACON NXC LOW-HARMONIC 525-690 V, 208 A air-cooled AC drive, EMC Class L
PRODUCT CODE | Low Overload Ratings |  |  |  | High Overload Ratings |  |  |  | Frame | Dimensions |  | Weight |  | LIST
| Motor Power | Motor Power | Continuous | 110% | Motor Power | Motor Power | Continuous | 150% | Size | WxHxD |  | [kg] | [lb] | PRICE
| Low Overload | Low Overload | Current | Overload | High Overload | High Overload | Current | Overload |  | [mm] | [inches] |  |  | EUR
| 690V [kW] | 575V [Hp] | IL [A] | Current [A] | 690V [kW] | 575V [Hp] | IH [A] | Current [A]
NXC02086A2L0RSFA1A2000000 | 200 |  | 208 | 229 | 160 |  | 170 | 255 | AF9/Type 1/IP21 | 1006x2275x605 |  | 680 |  | 39643
NXC02086A5L0RSFA1A2000000 | 200 |  | 208 | 229 | 160 |  | 170 | 255 | AF9/Type 12/IP54 | 1006x2405x605 |  | 690 |  | 41872
THE FOLLOWING OPTIONS ARE INCLUDED AS STANDARD:
+ILS Load switch
+ICB Circuit breaker
+AMO ICB motor operator
+TUP Separate 230 VAC terminals
+AT2 Auxiliary voltage transformer
+ADC Power supply
+DRO Local / Remote / Automatic op. switch
+DCO MCCB / Charging circuit operation switch
VACON NXC LOW-HARMONIC Options | DESCRIPTION |  |  |  | NOTE | [8 empty] | LIST
PRICE
EUR
+ACH | Cabinet heater 1x50 W | [12 empty] | 616
+ACL | Cabinet light | [12 empty] | 433
+DCM | Analog meter + curr.trafo |  |  |  | CT on L1 | [8 empty] | 487
+GPL | 100 mm base/plinth |  |  |  | For basic drive * | [8 empty] | 581
+GPH | 200 mm base/plinth |  |  |  | For basic drive * | [8 empty] | 593
+OCM | Common mode chokes |  |  |  | To be put on motor cable | [8 empty] | 260
+OCH | Common mode filters with output terminals |  |  |  | Note separate prices for +ODU and +OSI configurations | [8 empty] | 1941
+CIT | Cabling Input Top |  |  |  | Including +CIT/+COT (W:+400 mm) | [8 empty] | 2587
+ODU | du/dt filter |  |  |  | Please check the availability from the factory | [8 empty] | 4904
+OSI | Sine wave filter |  |  |  | W: +600 mm ** | [8 empty] | 12510
+MAR | Marine construction | [12 empty] | 1739
+SWP | Seaworthy packing | [12 empty] | 389
VACON NXC LOW-HARMONIC 525-690 V, 261 A air-cooled AC drive, EMC Class L
PRODUCT CODE | Low Overload Ratings |  |  |  | High Overload Ratings |  |  |  | Frame | Dimensions |  | Weight |  | LIST
| Motor Power | Motor Power | Continuous | 110% | Motor Power | Motor Power | Continuous | 150% | Size | WxHxD |  | [kg] | [lb] | PRICE
| Low Overload | Low Overload | Current | Overload | High Overload | High Overload | Current | Overload |  | [mm] | [inches] |  |  | EUR
| 690V [kW] | 575V [Hp] | IL [A] | Current [A] | 690V [kW] | 575V [Hp] | IH [A] | Current [A]
NXC02616A2L0RSFA1A2000000 | 250 |  | 261 | 287 | 200 |  | 208 | 312 | AF10/Type 1/IP21 | 1006x2275x605 |  | 700 |  | 43641
NXC02616A5L0RSFA1A2000000 | 250 |  | 261 | 287 | 200 |  | 208 | 312 | AF10/Type 12/IP54 | 1006x2405x605 |  | 710 |  | 46846
THE FOLLOWING OPTIONS ARE INCLUDED AS STANDARD:
+ILS Load switch
+ICB Circuit breaker
+AMO ICB motor operator
+TUP Separate 230 VAC terminals
+AT2 Auxiliary voltage transformer
+ADC Power supply
+DRO Local / Remote / Automatic op. switch
+DCO MCCB / Charging circuit operation switch
VACON NXC LOW-HARMONIC Options | DESCRIPTION |  |  |  | NOTE | [8 empty] | LIST
PRICE
EUR
+ACH | Cabinet heater 1x50 W | [12 empty] | 616
+ACL | Cabinet light | [12 empty] | 433
+DCM | Analog meter + curr.trafo |  |  |  | CT on L1 | [8 empty] | 487
+GPL | 100 mm base/plinth |  |  |  | For basic drive * | [8 empty] | 581
+GPH | 200 mm base/plinth |  |  |  | For basic drive * | [8 empty] | 593
+OCM | Common mode chokes |  |  |  | To be put on motor cable | [8 empty] | 260
+OCH | Common mode filters with output terminals |  |  |  | Note separate prices for +ODU and +OSI configurations | [8 empty] | 1941
+CIT | Cabling Input Top |  |  |  | Including +CIT/+COT (W:+400 mm) | [8 empty] | 2587
+ODU | du/dt filter |  |  |  | Including +CIT/+COT (W:+400 mm) ** | [8 empty] | 5607
+OSI | Sine wave filter |  |  |  | W: +600 mm ** | [8 empty] | 12510
+MAR | Marine construction | [12 empty] | 1739
+SWP | Seaworthy packing | [12 empty] | 389
VACON NXC LOW-HARMONIC 525-690 V, 325 A air-cooled AC drive, EMC Class L
PRODUCT CODE | Low Overload Ratings |  |  |  | High Overload Ratings |  |  |  | Frame | Dimensions |  | Weight |  | LIST
| Motor Power | Motor Power | Continuous | 110% | Motor Power | Motor Power | Continuous | 150% | Size | WxHxD |  | [kg] | [lb] | PRICE
| Low Overload | Low Overload | Current | Overload | High Overload | High Overload | Current | Overload |  | [mm] | [inches] |  |  | EUR
| 690V [kW] | 575V [Hp] | IL [A] | Current [A] | 690V [kW] | 575V [Hp] | IH [A] | Current [A]
NXC03256A2L0RSFA1A2000000 | 315 |  | 325 | 358 | 250 |  | 261 | 392 | AF10/Type 1/IP21 | 1006x2275x605 |  | 700 |  | 46519
NXC03256A5L0RSFA1A2000000 | 315 |  | 325 | 358 | 250 |  | 261 | 392 | AF10/Type 12/IP54 | 1006x2405x605 |  | 710 |  | 50206
THE FOLLOWING OPTIONS ARE INCLUDED AS STANDARD:
+ILS Load switch
+ICB Circuit breaker
+AMO ICB motor operator
+TUP Separate 230 VAC terminals
+AT2 Auxiliary voltage transformer
+ADC Power supply
+DRO Local / Remote / Automatic op. switch
+DCO MCCB / Charging circuit operation switch
VACON NXC LOW-HARMONIC Options | DESCRIPTION |  |  |  | NOTE | [8 empty] | LIST
PRICE
EUR
+ACH | Cabinet heater 1x50 W | [12 empty] | 616
+ACL | Cabinet light | [12 empty] | 433
+DCM | Analog meter + curr.trafo |  |  |  | CT on L1 | [8 empty] | 487
+GPL | 100 mm base/plinth |  |  |  | For basic drive * | [8 empty] | 581
+GPH | 200 mm base/plinth |  |  |  | For basic drive * | [8 empty] | 593
+OCM | Common mode chokes |  |  |  | To be put on motor cable | [8 empty] | 501
+OCH | Common mode filters with output terminals |  |  |  | Note separate prices for +ODU and +OSI configurations | [8 empty] | 1941
+CIT | Cabling Input Top |  |  |  | Including +CIT/+COT (W:+400 mm) | [8 empty] | 2587
+ODU | du/dt filter |  |  |  | Including +CIT/+COT (W:+400 mm) ** | [8 empty] | 6001
+OSI | Sine wave filter |  |  |  | W: +600 mm ** | [8 empty] | 14395
+MAR | Marine construction | [12 empty] | 1739
+SWP | Seaworthy packing | [12 empty] | 389
VACON NXC LOW-HARMONIC 525-690 V, 385 A air-cooled AC drive, EMC Class L
PRODUCT CODE | Low Overload Ratings |  |  |  | High Overload Ratings |  |  |  | Frame | Dimensions |  | Weight |  | LIST
| Motor Power | Motor Power | Continuous | 110% | Motor Power | Motor Power | Continuous | 150% | Size | WxHxD |  | [kg] | [lb] | PRICE
| Low Overload | Low Overload | Current | Overload | High Overload | High Overload | Current | Overload |  | [mm] | [inches] |  |  | EUR
| 690V [kW] | 575V [Hp] | IL [A] | Current [A] | 690V [kW] | 575V [Hp] | IH [A] | Current [A]
NXC03856A2L0RSFA1A2000000 | 355 |  | 385 | 424 | 315 |  | 325 | 488 | AF10/Type 1/IP21 | 1006x2275x605 |  | 700 |  | 51967
NXC03856A5L0RSFA1A2000000 | 355 |  | 385 | 424 | 315 |  | 325 | 488 | AF10/Type 12/IP54 | 1006x2405x605 |  | 710 |  | 56314
THE FOLLOWING OPTIONS ARE INCLUDED AS STANDARD:
+ILS Load switch
+ICB Circuit breaker
+AMO ICB motor operator
+TUP Separate 230 VAC terminals
+AT2 Auxiliary voltage transformer
+ADC Power supply
+DRO Local / Remote / Automatic op. switch
+DCO MCCB / Charging circuit operation switch
VACON NXC LOW-HARMONIC Options | DESCRIPTION |  |  |  | NOTE | [8 empty] | LIST
PRICE
EUR
+ACH | Cabinet heater 1x50 W | [12 empty] | 616
+ACL | Cabinet light | [12 empty] | 433
+DCM | Analog meter + curr.trafo |  |  |  | CT on L1 | [8 empty] | 487
+GPL | 100 mm base/plinth |  |  |  | For basic drive * | [8 empty] | 581
+GPH | 200 mm base/plinth |  |  |  | For basic drive * | [8 empty] | 593
+OCM | Common mode chokes |  |  |  | To be put on motor cable | [8 empty] | 501
+OCH | Common mode filters with output terminals |  |  |  | Note separate prices for +ODU and +OSI configurations | [8 empty] | 1941
+CIT | Cabling Input Top |  |  |  | Including +CIT/+COT (W:+400 mm) | [8 empty] | 2587
+ODU | du/dt filter |  |  |  | Including +CIT/+COT (W:+400 mm) ** | [8 empty] | 6759
+OSI | Sine wave filter |  |  |  | W: +600 mm ** | [8 empty] | 14715
+MAR | Marine construction | [12 empty] | 1739
+SWP | Seaworthy packing | [12 empty] | 389
VACON NXC LOW-HARMONIC 525-690 V, 416 A air-cooled AC drive, EMC Class L
PRODUCT CODE | Low Overload Ratings |  |  |  | High Overload Ratings |  |  |  | Frame | Dimensions |  | Weight |  | LIST
| Motor Power | Motor Power | Continuous | 110% | Motor Power | Motor Power | Continuous | 150% | Size | WxHxD |  | [kg] | [lb] | PRICE
| Low Overload | Low Overload | Current | Overload | High Overload | High Overload | Current | Overload |  | [mm] | [inches] |  |  | EUR
| 690V [kW] | 575V [Hp] | IL [A] | Current [A] | 690V [kW] | 575V [Hp] | IH [A] | Current [A]
NXC04166A2L0RSFA1A2000000 | 400 |  | 416 | 416 | 315 |  | 325 | 488 | AF10/Type 1/IP21 | 1006x2275x605 |  | 700 |  | 57571
NXC04166A5L0RSFA1A2000000 | 400 |  | 416 | 416 | 315 |  | 325 | 488 | AF10/Type 12/IP54 | 1006x2405x605 |  | 710 |  | 62101
THE FOLLOWING OPTIONS ARE INCLUDED AS STANDARD:
+ILS Load switch
+ICB Circuit breaker
+AMO ICB motor operator
+TUP Separate 230 VAC terminals
+AT2 Auxiliary voltage transformer
+ADC Power supply
+DRO Local / Remote / Automatic op. switch
+DCO MCCB / Charging circuit operation switch
VACON NXC LOW-HARMONIC Options | DESCRIPTION |  |  |  | NOTE | [8 empty] | LIST
PRICE
EUR
+ACH | Cabinet heater 1x50 W | [12 empty] | 616
+ACL | Cabinet light | [12 empty] | 433
+DCM | Analog meter + curr.trafo |  |  |  | CT on L1 | [8 empty] | 487
+GPL | 100 mm base/plinth |  |  |  | For basic drive * | [8 empty] | 581
+GPH | 200 mm base/plinth |  |  |  | For basic drive * | [8 empty] | 593
+OCM | Common mode chokes |  |  |  | To be put on motor cable | [8 empty] | 501
+OCH | Common mode filters with output terminals |  |  |  | Note separate prices for +ODU and +OSI configurations | [8 empty] | 1941
+CIT | Cabling Input Top |  |  |  | Including +CIT/+COT (W:+400 mm) | [8 empty] | 2587
+ODU | du/dt filter |  |  |  | Including +CIT/+COT (W:+400 mm) ** | [8 empty] | 6759
+OSI | Sine wave filter |  |  |  | W: +600 mm ** | [8 empty] | 15451
+MAR | Marine construction | [12 empty] | 1739
+SWP | Seaworthy packing | [12 empty] | 389
VACON NXC LOW-HARMONIC 525-690 V, 460 A air-cooled AC drive, EMC Class L
PRODUCT CODE | Low Overload Ratings |  |  |  | High Overload Ratings |  |  |  | Frame | Dimensions |  | Weight |  | LIST
| Motor Power | Motor Power | Continuous | 110% | Motor Power | Motor Power | Continuous | 150% | Size | WxHxD |  | [kg] | [lb] | PRICE
| Low Overload | Low Overload | Current | Overload | High Overload | High Overload | Current | Overload |  | [mm] | [inches] |  |  | EUR
| 690V [kW] | 575V [Hp] | IL [A] | Current [A] | 690V [kW] | 575V [Hp] | IH [A] | Current [A]
NXC04606A2L0RSFA1A2000000 | 450 |  | 460 | 506 | 355 |  | 385 | 578 | AF12/Type 1/IP21 | 2006x2275x605 |  | 1400 |  | 75926
NXC04606A5L0RSFA1A2000000 | 450 |  | 460 | 506 | 355 |  | 385 | 578 | AF12/Type 12/IP54 | 2006x2405x605 |  | 1420 |  | 80287
THE FOLLOWING OPTIONS ARE INCLUDED AS STANDARD:
+ILS Load switch
+ICB Circuit breaker
+AMO ICB motor operator
+TUP Separate 230 VAC terminals
+AT2 Auxiliary voltage transformer
+ADC Power supply
+DRO Local / Remote / Automatic op. switch
+DCO MCCB / Charging circuit operation switch
VACON NXC LOW-HARMONIC Options | DESCRIPTION |  |  |  | NOTE | [8 empty] | LIST
PRICE
EUR
+ACH | Cabinet heater 2x50 W | [12 empty] | 1217
+ACL | Cabinet light | [12 empty] | 865
+DCM | Analog meter + curr.trafo |  |  |  | CT on L1 | [8 empty] | 819
+GPL | 100 mm base/plinth |  |  |  | For basic drive * | [8 empty] | 1163
+GPH | 200 mm base/plinth |  |  |  | For basic drive * | [8 empty] | 1187
+OCM | Common mode chokes |  |  |  | To be put on motor cable | [8 empty] | 501
+OCH | Common mode filters with output terminals |  |  |  | Note separate prices for +ODU and +OSI configurations | [8 empty] | 3941
+CIT | Cabling Input Top |  |  |  | Including +CIT/+COT (W:+400 mm) | [8 empty] | 2869
+ODU | du/dt filter |  |  |  | Including +CIT/+COT (W:+400 mm) ** | [8 empty] | 11848
+OSI | Sine wave filter |  |  |  | W: +2x600 mm ** | [8 empty] | 28747
+MAR | Marine construction | [12 empty] | 2771
+SWP | Seaworthy packing | [12 empty] | 797
VACON NXC LOW-HARMONIC 525-690 V, 502 A air-cooled AC drive, EMC Class L
PRODUCT CODE | Low Overload Ratings |  |  |  | High Overload Ratings |  |  |  | Frame | Dimensions |  | Weight |  | LIST
| Motor Power | Motor Power | Continuous | 110% | Motor Power | Motor Power | Continuous | 150% | Size | WxHxD |  | [kg] | [lb] | PRICE
| Low Overload | Low Overload | Current | Overload | High Overload | High Overload | Current | Overload |  | [mm] | [inches] |  |  | EUR
| 690V [kW] | 575V [Hp] | IL [A] | Current [A] | 690V [kW] | 575V [Hp] | IH [A] | Current [A]
NXC05026A2L0RSFA1A2000000 | 500 |  | 502 | 552 | 450 |  | 460 | 690 | AF12/Type 1/IP21 | 2006x2275x605 |  | 1400 |  | 79022
NXC05026A5L0RSFA1A2000000 | 500 |  | 502 | 552 | 450 |  | 460 | 690 | AF12/Type 12/IP54 | 2006x2405x605 |  | 1420 |  | 82795
THE FOLLOWING OPTIONS ARE INCLUDED AS STANDARD:
+ILS Load switch
+ICB Circuit breaker
+AMO ICB motor operator
+TUP Separate 230 VAC terminals
+AT2 Auxiliary voltage transformer
+ADC Power supply
+DRO Local / Remote / Automatic op. switch
+DCO MCCB / Charging circuit operation switch
VACON NXC LOW-HARMONIC Options | DESCRIPTION |  |  |  | NOTE | [8 empty] | LIST
PRICE
EUR
+ACH | Cabinet heater 2x50 W | [12 empty] | 1217
+ACL | Cabinet light | [12 empty] | 865
+DCM | Analog meter + curr.trafo |  |  |  | CT on L1 | [8 empty] | 819
+GPL | 100 mm base/plinth |  |  |  | For basic drive * | [8 empty] | 1163
+GPH | 200 mm base/plinth |  |  |  | For basic drive * | [8 empty] | 1187
+OCM | Common mode chokes |  |  |  | To be put on motor cable | [8 empty] | 501
+OCH | Common mode filters with output terminals |  |  |  | Note separate prices for +ODU and +OSI configurations | [8 empty] | 3941
+CIT | Cabling Input Top |  |  |  | Including +CIT/+COT (W:+400 mm) | [8 empty] | 2869
+ODU | du/dt filter |  |  |  | Including +CIT/+COT (W:+400 mm) ** | [8 empty] | 11848
+OSI | Sine wave filter |  |  |  | W: +2x600 mm ** | [8 empty] | 28747
+MAR | Marine construction | [12 empty] | 2771
+SWP | Seaworthy packing | [12 empty] | 797
VACON NXC LOW-HARMONIC 525-690 V, 590 A air-cooled AC drive, EMC Class L
PRODUCT CODE | Low Overload Ratings |  |  |  | High Overload Ratings |  |  |  | Frame | Dimensions |  | Weight |  | LIST
| Motor Power | Motor Power | Continuous | 110% | Motor Power | Motor Power | Continuous | 150% | Size | WxHxD |  | [kg] | [lb] | PRICE
| Low Overload | Low Overload | Current | Overload | High Overload | High Overload | Current | Overload |  | [mm] | [inches] |  |  | EUR
| 690V [kW] | 575V [Hp] | IL [A] | Current [A] | 690V [kW] | 575V [Hp] | IH [A] | Current [A]
NXC05906A2L0RSFA1A2000000 | 560 |  | 590 | 649 | 500 |  | 502 | 753 | AF12/Type 1/IP21 | 2006x2275x605 |  | 1400 |  | 81363
NXC05906A5L0RSFA1A2000000 | 560 |  | 590 | 649 | 500 |  | 502 | 753 | AF12/Type 12/IP54 | 2006x2445x605 |  | 1420 |  | 87208
THE FOLLOWING OPTIONS ARE INCLUDED AS STANDARD:
+ILS Load switch
+ICB Circuit breaker
+AMO ICB motor operator
+TUP Separate 230 VAC terminals
+AT2 Auxiliary voltage transformer
+ADC Power supply
+DRO Local / Remote / Automatic op. switch
+DCO MCCB / Charging circuit operation switch
VACON NXC LOW-HARMONIC Options | DESCRIPTION |  |  |  | NOTE | [8 empty] | LIST
PRICE
EUR
+ACH | Cabinet heater 2x50 W | [12 empty] | 1217
+ACL | Cabinet light | [12 empty] | 865
+DCM | Analog meter + curr.trafo |  |  |  | CT on L1 | [8 empty] | 819
+GPL | 100 mm base/plinth |  |  |  | For basic drive * | [8 empty] | 1163
+GPH | 200 mm base/plinth |  |  |  | For basic drive * | [8 empty] | 1187
+OCM | Common mode chokes |  |  |  | To be put on motor cable | [8 empty] | 501
+OCH | Common mode filters with output terminals |  |  |  | Note separate prices for +ODU and +OSI configurations | [8 empty] | 3941
+CIT | Cabling Input Top |  |  |  | Including +CIT/+COT (W:+400 mm) | [8 empty] | 2869
+ODU | du/dt filter |  |  |  | Including +CIT/+COT (W:+400 mm) ** | [8 empty] | 11848
+OSI | Sine wave filter |  |  |  | W: +2x600 mm ** | [8 empty] | 28747
+MAR | Marine construction | [12 empty] | 2771
+SWP | Seaworthy packing | [12 empty] | 797
VACON NXC LOW-HARMONIC 525-690 V, 650 A air-cooled AC drive, EMC Class L
PRODUCT CODE | Low Overload Ratings |  |  |  | High Overload Ratings |  |  |  | Frame | Dimensions |  | Weight |  | LIST
| Motor Power | Motor Power | Continuous | 110% | Motor Power | Motor Power | Continuous | 150% | Size | WxHxD |  | [kg] | [lb] | PRICE
| Low Overload | Low Overload | Current | Overload | High Overload | High Overload | Current | Overload |  | [mm] | [inches] |  |  | EUR
| 690V [kW] | 575V [Hp] | IL [A] | Current [A] | 690V [kW] | 575V [Hp] | IH [A] | Current [A]
NXC06506A2L0RSFA1A2000000 | 630 |  | 650 | 715 | 560 |  | 590 | 885 | AF12/Type 1/IP21 | 2006x2275x605 |  | 1400 |  | 84311
NXC06506A5L0RSFA1A2000000 | 630 |  | 650 | 715 | 560 |  | 590 | 885 | AF12/Type 12/IP54 | 2006x2405x605 |  | 1420 |  | 89898
THE FOLLOWING OPTIONS ARE INCLUDED AS STANDARD:
+ILS Load switch
+ICB Circuit breaker
+AMO ICB motor operator
+TUP Separate 230 VAC terminals
+AT2 Auxiliary voltage transformer
+ADC Power supply
+DRO Local / Remote / Automatic op. switch
+DCO MCCB / Charging circuit operation switch
VACON NXC LOW-HARMONIC Options | DESCRIPTION |  |  |  | NOTE | [8 empty] | LIST
PRICE
EUR
+ACH | Cabinet heater 2x50 W | [12 empty] | 1217
+ACL | Cabinet light | [12 empty] | 865
+DCM | Analog meter + curr.trafo |  |  |  | CT on L1 | [8 empty] | 819
+GPL | 100 mm base/plinth |  |  |  | For basic drive * | [8 empty] | 1163
+GPH | 200 mm base/plinth |  |  |  | For basic drive * | [8 empty] | 1187
+OCM | Common mode chokes |  |  |  | To be put on motor cable | [8 empty] | 1038
+OCH | Common mode filters with output terminals |  |  |  | Note separate prices for +ODU and +OSI configurations | [8 empty] | 3941
+CIT | Cabling Input Top |  |  |  | Including +CIT/+COT (W:+400 mm) | [8 empty] | 2869
+ODU | du/dt filter |  |  |  | Including +CIT/+COT (W:+400 mm) ** | [8 empty] | 11848
+OSI | Sine wave filter |  |  |  | W: +2x600 mm ** | [8 empty] | 28747
+MAR | Marine construction | [12 empty] | 2771
+SWP | Seaworthy packing | [12 empty] | 797
VACON NXC LOW-HARMONIC 525-690 V, 750 A air-cooled AC drive, EMC Class L
PRODUCT CODE | Low Overload Ratings |  |  |  | High Overload Ratings |  |  |  | Frame | Dimensions |  | Weight |  | LIST
| Motor Power | Motor Power | Continuous | 110% | Motor Power | Motor Power | Continuous | 150% | Size | WxHxD |  | [kg] | [lb] | PRICE
| Low Overload | Low Overload | Current | Overload | High Overload | High Overload | Current | Overload |  | [mm] | [inches] |  |  | EUR
| 690V [kW] | 575V [Hp] | IL [A] | Current [A] | 690V [kW] | 575V [Hp] | IH [A] | Current [A]
NXC07506A2L0RSFA1A2000000 | 710 |  | 750 | 825 | 630 |  | 650 | 975 | AF12/Type 1/IP21 | 2006x2275x605 |  | 1400 |  | 98389
NXC07506A5L0RSFA1A2000000 | 710 |  | 750 | 825 | 630 |  | 650 | 975 | AF12/Type 12/IP54 | 2006x2405x605 |  | 1420 |  | 104910
THE FOLLOWING OPTIONS ARE INCLUDED AS STANDARD:
+ILS Load switch
+ICB Circuit breaker
+AMO ICB motor operator
+TUP Separate 230 VAC terminals
+AT2 Auxiliary voltage transformer
+ADC Power supply
+DRO Local / Remote / Automatic op. switch
+DCO MCCB / Charging circuit operation switch
VACON NXC LOW-HARMONIC Options | DESCRIPTION |  |  |  | NOTE | [8 empty] | LIST
PRICE
EUR
+ACH | Cabinet heater 2x50 W | [12 empty] | 1217
+ACL | Cabinet light | [12 empty] | 865
+DCM | Analog meter + curr.trafo |  |  |  | CT on L1 | [8 empty] | 819
+GPL | 100 mm base/plinth |  |  |  | For basic drive * | [8 empty] | 1163
+GPH | 200 mm base/plinth |  |  |  | For basic drive * | [8 empty] | 1187
+OCM | Common mode chokes |  |  |  | To be put on motor cable | [8 empty] | 1038
+OCH | Common mode filters with output terminals |  |  |  | Note separate prices for +ODU and +OSI configurations | [8 empty] | 3941
+CIT | Cabling Input Top |  |  |  | Including +CIT/+COT (W:+400 mm) | [8 empty] | 2869
+ODU | du/dt filter |  |  |  | Including +CIT/+COT (W:+400 mm) ** | [8 empty] | 11848
+OSI | Sine wave filter |  |  |  | W: +2x600 mm ** | [8 empty] | 28747
+MAR | Marine construction | [12 empty] | 2771
+SWP | Seaworthy packing | [12 empty] | 797
VACON NXC LOW-HARMONIC 525-690 V, 820 A air-cooled AC drive, EMC Class L
PRODUCT CODE | Low Overload Ratings |  |  |  | High Overload Ratings |  |  |  | Frame | Dimensions |  | Weight |  | LIST
| Motor Power | Motor Power | Continuous | 110% | Motor Power | Motor Power | Continuous | 150% | Size | WxHxD |  | [kg] | [lb] | PRICE
| Low Overload | Low Overload | Current | Overload | High Overload | High Overload | Current | Overload |  | [mm] | [inches] |  |  | EUR
| 690V [kW] | 575V [Hp] | IL [A] | Current [A] | 690V [kW] | 575V [Hp] | IH [A] | Current [A]
NXC08206A2L0RSFA1A2000000 | 750 |  | 820 | 902 | 650 |  | 650 | 975 | AF12/Type 1/IP21 | 2006x2275x605 |  | 1400 |  | 113641
NXC08206A5L0RSFA1A2000000 | 750 |  | 820 | 902 | 650 |  | 650 | 975 | AF12/Type 12/IP54 | 2006x2405x605 |  | 1420 |  | 120693
THE FOLLOWING OPTIONS ARE INCLUDED AS STANDARD:
+ILS Load switch
+ICB Circuit breaker
+AMO ICB motor operator
+TUP Separate 230 VAC terminals
+AT2 Auxiliary voltage transformer
+ADC Power supply
+DRO Local / Remote / Automatic op. switch
+DCO MCCB / Charging circuit operation switch
VACON NXC LOW-HARMONIC Options | DESCRIPTION |  |  |  | NOTE | [8 empty] | LIST
PRICE
EUR
+ACH | Cabinet heater 2x50 W | [12 empty] | 1217
+ACL | Cabinet light | [12 empty] | 865
+DCM | Analog meter + curr.trafo |  |  |  | CT on L1 | [8 empty] | 819
+GPL | 100 mm base/plinth |  |  |  | For basic drive * | [8 empty] | 1163
+GPH | 200 mm base/plinth |  |  |  | For basic drive * | [8 empty] | 1187
+OCM | Common mode chokes |  |  |  | To be put on motor cable | [8 empty] | 1038
+OCH | Common mode filters with output terminals |  |  |  | Note separate prices for +ODU and +OSI configurations | [8 empty] | 3941
+CIT | Cabling Input Top |  |  |  | Including +CIT/+COT (W:+400 mm) | [8 empty] | 2869
+ODU | du/dt filter |  |  |  | Including +CIT/+COT (W:+400 mm) ** | [8 empty] | 11848
+OSI | Sine wave filter |  |  |  | W: +2x600 mm ** | [8 empty] | 30845
+MAR | Marine construction | [12 empty] | 2771
+SWP | Seaworthy packing | [12 empty] | 797
VACON NXC LOW-HARMONIC 525-690 V, 920 A air-cooled AC drive, EMC Class L
PRODUCT CODE | Low Overload Ratings |  |  |  | High Overload Ratings |  |  |  | Frame | Dimensions |  | Weight |  | LIST
| Motor Power | Motor Power | Continuous | 110% | Motor Power | Motor Power | Continuous | 150% | Size | WxHxD |  | [kg] | [lb] | PRICE
| Low Overload | Low Overload | Current | Overload | High Overload | High Overload | Current | Overload |  | [mm] | [inches] |  |  | EUR
| 690V [kW] | 575V [Hp] | IL [A] | Current [A] | 690V [kW] | 575V [Hp] | IH [A] | Current [A]
NXC09206A2L0RSFA1A2000000 | 900 |  | 920 | 1012 | 800 |  | 820 | 1230 | AF13/Type 1/IP21 | 2206x2275x605 |  | 1400 |  | 136149
NXC09206A5L0RSFA1A2000000 | 900 |  | 920 | 1012 | 800 |  | 820 | 1230 | AF13/Type 12/IP54 | 2206x2445x605 |  | 1420 |  | 141640
THE FOLLOWING OPTIONS ARE INCLUDED AS STANDARD:
+ILS Load switch
+ICB Circuit breaker
+AMO ICB motor operator
+TUP Separate 230 VAC terminals
+AT2 Auxiliary voltage transformer
+ADC Power supply
+DRO Local / Remote / Automatic op. switch
+DCO MCCB / Charging circuit operation switch
VACON NXC LOW-HARMONIC Options | DESCRIPTION |  |  |  | NOTE | [8 empty] | LIST
PRICE
EUR
+ACH | Cabinet heater 1x50 W | [12 empty] | 937
+ACL | Cabinet light | [12 empty] | 433
+DCM | Analog meter + curr.trafo |  |  |  | CT on L1 | [8 empty] | 819
+GPL | 100 mm base/plinth |  |  |  | For basic drive * | [8 empty] | 867
+GPH | 200 mm base/plinth |  |  |  | For basic drive * | [8 empty] | 929
+OCM | Common mode chokes |  |  |  | To be put on motor cable | [8 empty] | 1558
+OCH | Common mode filters with output terminals |  |  |  | Note separate prices for +ODU and +OSI configurations | [8 empty] | 4152
+CIT | Cabling Input Top |  |  |  | Including +CIT/+COT (W:+400 mm) | [8 empty] | 4790
+ODU | du/dt filter | [12 empty] | 8967
+OSI | Sine wave filter ** |  |  |  | W: +800 mm ** | [8 empty] | 29266
+MAR | Marine construction | [12 empty] | 2771
+SWP | Seaworthy packing | [12 empty] | 797
VACON NXC LOW-HARMONIC 525-690 V, 1030 A air-cooled AC drive, EMC Class L
PRODUCT CODE | Low Overload Ratings |  |  |  | High Overload Ratings |  |  |  | Frame | Dimensions |  | Weight |  | LIST
| Motor Power | Motor Power | Continuous | 110% | Motor Power | Motor Power | Continuous | 150% | Size | WxHxD |  | [kg] | [lb] | PRICE
| Low Overload | Low Overload | Current | Overload | High Overload | High Overload | Current | Overload |  | [mm] | [inches] |  |  | EUR
| 690V [kW] | 575V [Hp] | IL [A] | Current [A] | 690V [kW] | 575V [Hp] | IH [A] | Current [A]
NXC10306A2L0RSFA1A2000000 | 1000 |  | 1030 | 1133 | 900 |  | 920 | 1380 | AF13/Type 1/IP21 | 2206x2275x605 |  | 1950 |  | 144161
NXC10306A5L0RSFA1A2000000 | 1000 |  | 1030 | 1133 | 900 |  | 920 | 1380 | AF13/Type 12/IP54 | 2206x2445x605 |  | 1980 |  | 150193
THE FOLLOWING OPTIONS ARE INCLUDED AS STANDARD:
+ILS Load switch
+ICB Circuit breaker
+AMO ICB motor operator
+TUP Separate 230 VAC terminals
+AT2 Auxiliary voltage transformer
+ADC Power supply
+DRO Local / Remote / Automatic op. switch
+DCO MCCB / Charging circuit operation switch
VACON NXC LOW-HARMONIC Options | DESCRIPTION |  |  |  | NOTE | [8 empty] | LIST
PRICE
EUR
+ACH | Cabinet heater 1x50 W | [12 empty] | 937
+ACL | Cabinet light | [12 empty] | 433
+DCM | Analog meter + curr.trafo |  |  |  | CT on L1 | [8 empty] | 819
+GPL | 100 mm base/plinth |  |  |  | For basic drive * | [8 empty] | 867
+GPH | 200 mm base/plinth |  |  |  | For basic drive * | [8 empty] | 929
+OCM | Common mode chokes |  |  |  | To be put on motor cable | [8 empty] | 1558
+OCH | Common mode filters with output terminals |  |  |  | Note separate prices for +ODU and +OSI configurations | [8 empty] | 4152
+CIT | Cabling Input Top |  |  |  | Including +CIT/+COT (W:+400 mm) | [8 empty] | 4790
+ODU | du/dt filter | [12 empty] | 8967
+OSI | Sine wave filter |  |  |  | W: +800 mm ** | [8 empty] | 29665
+MAR | Marine construction | [12 empty] | 2771
+SWP | Seaworthy packing | [12 empty] | 797
VACON NXC LOW-HARMONIC 525-690 V, 1180 A air-cooled AC drive, EMC Class L
PRODUCT CODE | Low Overload Ratings |  |  |  | High Overload Ratings |  |  |  | Frame | Dimensions |  | Weight |  | LIST
| Motor Power | Motor Power | Continuous | 110% | Motor Power | Motor Power | Continuous | 150% | Size | WxHxD |  | [kg] | [lb] | PRICE
| Low Overload | Low Overload | Current | Overload | High Overload | High Overload | Current | Overload |  | [mm] | [inches] |  |  | EUR
| 690V [kW] | 575V [Hp] | IL [A] | Current [A] | 690V [kW] | 575V [Hp] | IH [A] | Current [A]
NXC11806A2L0RSFA1A2000000 | 1150 |  | 1180 | 1298 | 1000 |  | 1030 | 1463 | AF13/Type 1/IP21 | 2206x2275x605 |  | 1950 |  | 155114
NXC11806A5L0RSFA1A2000000 | 1150 |  | 1180 | 1298 | 1000 |  | 1030 | 1463 | AF13/Type 12/IP54 | 2206x2445x605 |  | 1980 |  | 162043
THE FOLLOWING OPTIONS ARE INCLUDED AS STANDARD:
+ILS Load switch
+ICB Circuit breaker
+AMO ICB motor operator
+TUP Separate 230 VAC terminals
+AT2 Auxiliary voltage transformer
+ADC Power supply
+DRO Local / Remote / Automatic op. switch
+DCO MCCB / Charging circuit operation switch
VACON NXC LOW-HARMONIC Options | DESCRIPTION |  |  |  | NOTE | [8 empty] | LIST
PRICE
EUR
+ACH | Cabinet heater 1x50 W | [12 empty] | 937
+ACL | Cabinet light | [12 empty] | 433
+DCM | Analog meter + curr.trafo |  |  |  | CT on L1 | [8 empty] | 819
+GPL | 100 mm base/plinth |  |  |  | For basic drive * | [8 empty] | 867
+GPH | 200 mm base/plinth |  |  |  | For basic drive * | [8 empty] | 929
+OCM | Common mode chokes |  |  |  | To be put on motor cable | [8 empty] | 1558
+OCH | Common mode filters with output terminals |  |  |  | Note separate prices for +ODU and +OSI configurations | [8 empty] | 4152
+CIT | Cabling Input Top |  |  |  | Including +CIT/+COT (W:+400 mm) | [8 empty] | 4790
+ODU | du/dt filter | [12 empty] | 8967
+OSI | Sine wave filter |  |  |  | W: +800 mm ** | [8 empty] | 29665
+MAR | Marine construction | [12 empty] | 2771
+SWP | Seaworthy packing | [12 empty] | 797
VACON NXC LOW-HARMONIC 525-690 V, 1500 A air-cooled AC drive, EMC Class L
PRODUCT CODE | Low Overload Ratings |  |  |  | High Overload Ratings |  |  |  | Frame | Dimensions |  | Weight |  | LIST
| Motor Power | Motor Power | Continuous | 110% | Motor Power | Motor Power | Continuous | 150% | Size | WxHxD |  | [kg] | [lb] | PRICE
| Low Overload | Low Overload | Current | Overload | High Overload | High Overload | Current | Overload |  | [mm] | [inches] |  |  | EUR
| 690V [kW] | 575V [Hp] | IL [A] | Current [A] | 690V [kW] | 575V [Hp] | IH [A] | Current [A]
NXC15006A2L0RSFA1A2000000 | 1500 |  | 1500 | 1650 | 1300 |  | 1300 | 1950 | AF14/Type 1/IP21 | 4406x2275x605 |  | 3900 |  | 210361
NXC15006A5L0RSFA1A2000000 | 1500 |  | 1500 | 1650 | 1300 |  | 1300 | 1950 | AF14/Type 12/IP54 | 4406x2445x605 |  | 3960 |  | 223906
THE FOLLOWING OPTIONS ARE INCLUDED AS STANDARD:
+ILS Load switch
+ICB Circuit breaker
+AMO ICB motor operator
+TUP Separate 230 VAC terminals
+AT3 Auxiliary voltage transformer
+ADC Power supply
+DRO Local / Remote / Automatic op. switch
+DCO MCCB / Charging circuit operation switch
+ODU du/dt filter
VACON NXC LOW-HARMONIC Options | DESCRIPTION |  |  |  | NOTE | [8 empty] | LIST
PRICE
EUR
+ACH | Cabinet heater 2x50 W | [12 empty] | 1874
+ACL | Cabinet light | [12 empty] | 865
+DCM | Analog meter + curr.trafo |  |  |  | CT on L1 | [8 empty] | 819
+GPL | 100 mm base/plinth |  |  |  | For basic drive * | [8 empty] | 1735
+GPH | 200 mm base/plinth |  |  |  | For basic drive * | [8 empty] | 1928
+OCM | Common mode chokes |  |  |  | To be put on motor cable | [8 empty] | 2339
+OCH | Common mode filters with output terminals |  |  |  | Note separate prices for +ODU and +OSI configurations | [8 empty] | 6413
+CIT | Cabling Input Top |  |  |  | Including +CIT/+COT (W:+600 mm) | [8 empty] | 4790
+OSI | Sine wave filter |  |  |  | W: +2x800 mm, PRICE UPGRADES +ODU to +OSI ** | [8 empty] | 34704
+MAR | Marine construction | [12 empty] | 5011
+SWP | Seaworthy packing | [12 empty] | 1572
VACON NXC LOW-HARMONIC 525-690 V, 1900 A air-cooled AC drive, EMC Class L
PRODUCT CODE | Low Overload Ratings |  |  |  | High Overload Ratings |  |  |  | Frame | Dimensions |  | Weight |  | LIST
| Motor Power | Motor Power | Continuous | 110% | Motor Power | Motor Power | Continuous | 150% | Size | WxHxD |  | [kg] | [lb] | PRICE
| Low Overload | Low Overload | Current | Overload | High Overload | High Overload | Current | Overload |  | [mm] | [inches] |  |  | EUR
| 690V [kW] | 575V [Hp] | IL [A] | Current [A] | 690V [kW] | 575V [Hp] | IH [A] | Current [A]
NXC19006A2L0RSFA1A2000000 | 1800 |  | 1900 | 2090 | 1500 |  | 1500 | 2250 | AF14/Type 1/IP21 | 4406x2275x605 |  | 3900 |  | 235820
NXC19006A5L0RSFA1A2000000 | 1800 |  | 1900 | 2090 | 1500 |  | 1500 | 2250 | AF14/Type 12/IP54 | 4406x2445x605 |  | 3960 |  | 252011
THE FOLLOWING OPTIONS ARE INCLUDED AS STANDARD:
+ILS Load switch
+ICB Circuit breaker
+AMO ICB motor operator
+TUP Separate 230 VAC terminals
+AT3 Auxiliary voltage transformer
+ADC Power supply
+DRO Local / Remote / Automatic op. switch
+DCO MCCB / Charging circuit operation switch
+ODU du/dt filter
VACON NXC LOW-HARMONIC Options | DESCRIPTION |  |  |  | NOTE | [8 empty] | LIST
PRICE
EUR
+ACH | Cabinet heater 2x50 W | [12 empty] | 1874
+ACL | Cabinet light | [12 empty] | 865
+DCM | Analog meter + curr.trafo |  |  |  | CT on L1 | [8 empty] | 819
+GPL | 100 mm base/plinth |  |  |  | For basic drive * | [8 empty] | 1735
+GPH | 200 mm base/plinth |  |  |  | For basic drive * | [8 empty] | 1928
+OCM | Common mode chokes |  |  |  | To be put on motor cable | [8 empty] | 2339
+OCH | Common mode filters with output terminals |  |  |  | Note separate prices for +ODU and +OSI configurations | [8 empty] | 6413
+CIT | Cabling Input Top |  |  |  | Including +CIT/+COT (W:+600 mm) | [8 empty] | 4790
+OSI | Sine wave filter |  |  |  | W: +2x800 mm, PRICE UPGRADES +ODU to +OSI ** | [8 empty] | 41397
+MAR | Marine construction | [12 empty] | 5011
+SWP | Seaworthy packing | [12 empty] | 1572
VACON NXC LOW-HARMONIC 525-690 V, 2250 A air-cooled AC drive, EMC Class L
PRODUCT CODE | Low Overload Ratings |  |  |  | High Overload Ratings |  |  |  | Frame | Dimensions |  | Weight |  | LIST
| Motor Power | Motor Power | Continuous | 110% | Motor Power | Motor Power | Continuous | 150% | Size | WxHxD |  | [kg] | [lb] | PRICE
| Low Overload | Low Overload | Current | Overload | High Overload | High Overload | Current | Overload |  | [mm] | [inches] |  |  | EUR
| 690V [kW] | 575V [Hp] | IL [A] | Current [A] | 690V [kW] | 575V [Hp] | IH [A] | Current [A]
NXC22506A2L0RSFA1A2000000 | 2000 |  | 2250 | 2475 | 1800 |  | 1900 | 2782 | AF14/Type 1/IP21 | 4406x2275x605 |  | 3900 |  | 273902
NXC22506A5L0RSFA1A2000000 | 2000 |  | 2250 | 2475 | 1800 |  | 1900 | 2782 | AF14/Type 12/IP54 | 4406x2445x605 |  | 3960 |  | 292909
THE FOLLOWING OPTIONS ARE INCLUDED AS STANDARD:
+ILS Load switch
+ICB Circuit breaker
+AMO ICB motor operator
+TUP Separate 230 VAC terminals
+AT3 Auxiliary voltage transformer
+ADC Power supply
+DRO Local / Remote / Automatic op. switch
+DCO MCCB / Charging circuit operation switch
+ODU du/dt filter
VACON NXC LOW-HARMONIC Options | DESCRIPTION |  |  |  | NOTE | [8 empty] | LIST
PRICE
EUR
+ACH | Cabinet heater 2x50 W | [12 empty] | 1874
+ACL | Cabinet light | [12 empty] | 865
+DCM | Analog meter + curr.trafo |  |  |  | CT on L1 | [8 empty] | 819
+GPL | 100 mm base/plinth |  |  |  | For basic drive * | [8 empty] | 1735
+GPH | 200 mm base/plinth |  |  |  | For basic drive * | [8 empty] | 1928
+OCM | Common mode chokes |  |  |  | To be put on motor cable | [8 empty] | 2957
+OCH | Common mode filters with output terminals |  |  |  | Note separate prices for +ODU and +OSI configurations | [8 empty] | 6413
+CIT | Cabling Input Top |  |  |  | Including +CIT/+COT (W:+600 mm) | [8 empty] | 4790
+OSI | Sine wave filter |  |  |  | W: +2x800 mm, PRICE UPGRADES +ODU to +OSI ** | [8 empty] | 41397
+MAR | Marine construction | [12 empty] | 5011
+SWP | Seaworthy packing | [12 empty] | 1572

## VACON NXC Low-Harmonic Options
VACON NXC Low-Harmonic Options |  |  | Level 1
Auxiliary Equipment (A-Group)
PRODUCT CODE | Description | NOTE | LIST
PRICE
EUR
+AAA | Aux. contact (for +ATx supervision) | Wired to DIN3 (default) | 165
+AAC | Aux. contact (for +Ixx options) | Wired to DIN3 (default) | 143
+AAI | Analog signal isolator | Order: 1st AI1, 2nd AO, 3rd AI2 | 899
+ACR | Control relay | wired to DO1, If > 3pcs then FR13-14 require +G40 (widht +400mm) or +CIT/+COT | 277
+ACS | 230 VAC customer socket |  | 393
+AMB | Mech. brake control | 400 V, 4 kVA, to RO2, FR13-14 require +G40 (widht +400mm) or +CIT/+COT | 455
+AMF | Motor fan control | 400 V, 4kVA, to RO1, FR13-14 require +G40 (widht +400mm) or +CIT/+COT | 455
+AMH | Motor heater feeder | 230 V, 10A, to RO1 | 472
+AT3 | Aux.trafo 2500 VA 400 V* or 690 V* /230 V | ** | 503
+AT4 | Aux.trafo 4000 VA 400 V* or 690 V* /230 V | FR13-14 require +G40 (widht +400mm) or +CIT/+COT | 2343
Door Mounted (D-Group)
PRODUCT CODE | Description | NOTE | LIST
PRICE
EUR
+DAM | Analog meter (AO1) | Wired to AO1 | 356
+DAR | Potentiometer for ref. | Wired to AIN1 | 399
+DEP | Emergency push button | Wired to Tlx | 378
+DLD | Pilot light (DO1) | Wired to DO1 | 241
+DLF | Pilot light (FLT) | Wired to RO2 | 241
+DLR | Pilot light (RUN) | Wired to RO1 | 241
+DLV | Pilot light (control voltage on) |  | 241
+DRP | Reset push button | Wired to DIN6 | 279
+DVM | Analog V-meter + sel.sw. | For main voltages | 711
External Terminals (T-Group)
PRODUCT CODE | Description | NOTE | LIST
PRICE
EUR
+TIO | 35 pcs I/O Terminal | For A1/A8/A9 and A2/A3/AF boards, not with Bx boards | 323
+TID | 70 pcs I/O Terminal | For A1/A8/A9 and A2/A3/AF and B1, B2, B4 and B5 boards | 393
+TUP | Separate 230 VAC term.
General (G-Group)
PRODUCT CODE | Description | NOTE | LIST
PRICE
EUR
+G40 | 400 mm empty cabinet | Empty section | 1889
+G60 | 600 mm empty cabinet | Empty section | 1945
+G80 | 800 mm empty cabinet | Empty section | 2055
+GPL | 100 mm base/plinth | For each +G40 / +G60 / +G80, (H: +100 mm) | 291
+GPH | 200 mm base/plinth | For +G40 / +G60 | 437
+GPH | 200 mm base/plinth | For +G80 | 489
+FAT | Factory acceptance tests 1 day |  | 3893
+MAR | Marin construction extra price for additional cabinets | Price for any additional cabinets such as +GXX, +ODU FR10-12, +OSI, +CIT/COT | 755
+SWP | Seaworthy packing extra price for additional cabinets | Price for any additional cabinets such as: +GXX, +ODU FR10-12, +OSI, +CIT/COT | 371
Protection Devices (P-Group)
PRODUCT CODE | Description | NOTE | LIST
PRICE
EUR
+PES | Em. stop (cat 0) | Not with +PED, FR13-14 require +G40 (widht +400 mm) or +CIT/+COT * | 939
+PED | Em. stop (cat 1) | Not with +PES, FR13-14 require +G40 (widht +400 mm) or +CIT/+COT * | 1778
+PTR | Thermistor relay | PTB approved | 586
+PAP | Arc protection system | Includes two ARC sensors, FR13-14 require +G40 (widht +400 mm) or +CIT/+COT | 8132
+PIF | Insulation fault sensor | For IT networks, FR13-14 require +G40 (widht +400 mm) or +CIT/+COT | 6453
Output filter options (O-Group)
PRODUCT CODE | Description | NOTE | LIST
PRICE
EUR
+OCH | with AF12+OSI |  | 5273
+OCH | with AF13+OSI |  | 4647
+OCH | with AF14+OSI |  | 8538
Marine certifications
Total price depends on requested marine society, number of units to be certified and power ratings. Please contact Sales Support for more details.

## VACON NXS
VACON NXS | [14 empty] | Level 1
VACON NXS, 208-240 V (3 phase supply), Type 1/IP21 and Type 12/IP54 air-cooled wall-mounted, EMC Class H
PRODUCT CODE |  | Low Overload Ratings |  |  |  | High Overload Ratings |  |  |  | Frame | Dimensions |  | Weight |  | LIST
|  | Motor Power | Motor Power | Continuous | 110% | Motor Power | Motor Power | Continuous | 150% | Size | WxHxD |  | [kg] | [lb] | PRICE
|  | Low Overload | Low Overload | Current | Overload | High Overload | High Overload | Current | Overload |  | [mm] | [inches] |  |  | EUR
IP21/Type 1 |  | 230V [kW] | 230V [Hp] | IL [A] | Current [A] | 230V [kW] | 230V [Hp] | IH [A] | Current [A]
NXS00042-A2H1SSS-A1A2000000 |  | 0.75 | 1 | 4.8 | 5.3 | 0.55 | 0.75 | 3.7 | 5.6 | FR4 | 128x292x190 | 5.04x11.5x7.48 | 5 | 11 | 635
NXS00072-A2H1SSS-A1A2000000 |  | 1.1 | 1.5 | 6.6 | 7.3 | 0.75 | 1 | 4.8 | 7.2 | FR4 | 128x292x190 | 5.04x11.5x7.48 | 5 | 11 | 673
NXS00082-A2H1SSS-A1A2000000 |  | 1,5 | 2 | 7.8 | 8.6 | 1.1 | 1.5 | 6.6 | 9.9 | FR4 | 128x292x190 | 5.04x11.5x7.48 | 5 | 11 | 695
NXS00112-A2H1SSS-A1A2000000 |  | 2.2 | 3 | 11 | 12.1 | 1.5 | 2 | 7.8 | 11.7 | FR4 | 128x292x190 | 5.04x11.5x7.48 | 5 | 11 | 738
NXS00122-A2H1SSS-A1A2000000 |  | 3 | 4 | 12.5 | 13.8 | 2.2 | 3 | 11 | 16.5 | FR4 | 128x292x190 | 5.04x11.5x7.48 | 5 | 11 | 774
NXS00172-A2H1SSS-A1A2000000 |  | 4 | 5 | 17.5 | 19.3 | 3 | 4 | 12.5 | 18.8 | FR5 | 144x391x214 | 5.67x15.39x8.43 | 8,1 | 18 | 837
NXS00252-A2H1SSS-A1A2000000 |  | 5.5 | 7.5 | 25 | 27.5 | 4 | 5 | 17.5 | 26.3 | FR5 | 144x391x214 | 5.67x15.39x8.43 | 8,1 | 18 | 944
NXS00312-A2H1SSS-A1A2000000 |  | 7.5 | 10 | 31 | 34.1 | 5.5 | 7.5 | 25 | 37.5 | FR5 | 144x391x214 | 5.67x15.39x8.43 | 8,1 | 18 | 1128
NXS00482-A2H1SSS-A1A2000000 |  | 11 | 15 | 48 | 52.8 | 7.5 | 10 | 31 | 46.5 | FR6 | 195x519x237 | 7.68x20.43x9.33 | 18,5 | 41 | 1380
NXS00612-A2H1SSS-A1A2000000 |  | 15 | 20 | 61 | 67.1 | 11 | 15 | 48 | 72 | FR6 | 195x519x237 | 7.68x20.43x9.33 | 18,5 | 41 | 1658
NXS00752-A2H0SSS-A1A2000000 |  | 18.5 | 25 | 75 | 83 | 15 | 20 | 61 | 91.5 | FR7 | 237x591x257 | 9.33x23.27x10.12 | 35 | 77 | 2001
NXS00882-A2H0SSS-A1A2000000 |  | 22 | 30 | 88 | 97 | 18.5 | 25 | 75 | 112.5 | FR7 | 237x591x257 | 9.33x23.27x10.12 | 35 | 77 | 2506
NXS01142-A2H0SSS-A1A2000000 |  | 30 | 40 | 114 | 125 | 22 | 30 | 88 | 132 | FR7 | 237x591x257 | 9.33x23.27x10.12 | 35 | 77 | 3012
NXS01402-A2H0SSS-A1A2000000 |  | 37 | 50 | 140 | 154 | 30 | 40 | 105 | 158 | FR8 | 291x758x344 | 11.46x29.84x13.54 | 58 | 128 | 3536
NXS01702-A2H0SSS-A1A2000000 |  | 45 | 60 | 170 | 187 | 37 | 50 | 140 | 210 | FR8 | 291x758x344 | 11.46x29.84x13.54 | 58 | 128 | 4047
NXS02052-A2H0SSS-A1A2000000 |  | 55 | 75 | 205 | 226 | 45 | 60 | 170 | 255 | FR8 | 291x758x344 | 11.46x29.84x13.54 | 58 | 128 | 4992
NXS02612A2H0SSFA1A2000000 |  | 75 | 100 | 261 | 287 | 55 | 75 | 205 | 308 | FR9 | 480x1150x362 | 18.9x45.28x14.25 | 146 | 322 | 6448
NXS03002A2H0SSFA1A2000000 |  | 90 | 125 | 300 | 330 | 75 | 100 | 245 | 368 | FR9 | 480x1150x362 | 18.9x45.28x14.25 | 146 | 322 | 7984
IP54/Type 12
NXS00042-A5H1SSS-A1A2000000 |  | 0.75 | 1 | 4.8 | 5.3 | 0.55 | 0.75 | 3.7 | 5.6 | FR4 | 128x292x190 | 5.04x11.5x7.48 | 5 | 11 | 709
NXS00072-A5H1SSS-A1A2000000 |  | 1.1 | 1.5 | 6.6 | 7.3 | 0.75 | 1 | 4.8 | 7.2 | FR4 | 128x292x190 | 5.04x11.5x7.48 | 5 | 11 | 748
NXS00082-A5H1SSS-A1A2000000 |  | 1,5 | 2 | 7.8 | 8.6 | 1.1 | 1.5 | 6.6 | 9.9 | FR4 | 128x292x190 | 5.04x11.5x7.48 | 5 | 11 | 770
NXS00112-A5H1SSS-A1A2000000 |  | 2.2 | 3 | 11 | 12.1 | 1.5 | 2 | 7.8 | 11.7 | FR4 | 128x292x190 | 5.04x11.5x7.48 | 5 | 11 | 813
NXS00122-A5H1SSS-A1A2000000 |  | 3 | 4 | 12.5 | 13.8 | 2.2 | 3 | 11 | 16.5 | FR4 | 128x292x190 | 5.04x11.5x7.48 | 5 | 11 | 849
NXS00172-A5H1SSS-A1A2000000 |  | 4 | 5 | 17.5 | 19.3 | 3 | 4 | 12.5 | 18.8 | FR5 | 144x391x214 | 5.67x15.39x8.43 | 8,1 | 18 | 942
NXS00252-A5H1SSS-A1A2000000 |  | 5.5 | 7.5 | 25 | 27.5 | 4 | 5 | 17.5 | 26.3 | FR5 | 144x391x214 | 5.67x15.39x8.43 | 8,1 | 18 | 1049
NXS00312-A5H1SSS-A1A2000000 |  | 7.5 | 10 | 31 | 34.1 | 5.5 | 7.5 | 25 | 37.5 | FR5 | 144x391x214 | 5.67x15.39x8.43 | 8,1 | 18 | 1233
NXS00482-A5H1SSS-A1A2000000 |  | 11 | 15 | 48 | 52.8 | 7.5 | 10 | 31 | 46.5 | FR6 | 195x519x237 | 7.68x20.43x9.33 | 18,5 | 41 | 1538
NXS00612-A5H1SSS-A1A2000000 |  | 15 | 20 | 61 | 67.1 | 11 | 15 | 48 | 72 | FR6 | 195x519x237 | 7.68x20.43x9.33 | 18,5 | 41 | 1815
NXS00752-A5H0SSS-A1A2000000 |  | 18.5 | 25 | 75 | 83 | 15 | 20 | 61 | 91.5 | FR7 | 237x591x257 | 9.33x23.27x10.12 | 35 | 77 | 2304
NXS00882-A5H0SSS-A1A2000000 |  | 22 | 30 | 88 | 97 | 18.5 | 25 | 75 | 112.5 | FR7 | 237x591x257 | 9.33x23.27x10.12 | 35 | 77 | 2810
NXS01142-A5H0SSS-A1A2000000 |  | 30 | 40 | 114 | 125 | 22 | 30 | 88 | 132 | FR7 | 237x591x257 | 9.33x23.27x10.12 | 35 | 77 | 3315
NXS01402-A5H0SSS-A1A2000000 |  | 37 | 50 | 140 | 154 | 30 | 40 | 105 | 158 | FR8 | 291x758x344 | 11.46x29.84x13.54 | 58 | 128 | 4068
NXS01702-A5H0SSS-A1A2000000 |  | 45 | 60 | 170 | 187 | 37 | 50 | 140 | 210 | FR8 | 291x758x344 | 11.46x29.84x13.54 | 58 | 128 | 4578
NXS02052-A5H0SSS-A1A2000000 |  | 55 | 75 | 205 | 226 | 45 | 60 | 170 | 255 | FR8 | 291x758x344 | 11.46x29.84x13.54 | 58 | 128 | 5524
NXS02612A5H0SSFA1A2000000 |  | 75 | 100 | 261 | 287 | 55 | 75 | 205 | 308 | FR9 | 480x1150x362 | 18.9x45.28x14.25 | 146 | 322 | 7997
NXS03002A5H0SSFA1A2000000 |  | 90 | 125 | 300 | 330 | 75 | 100 | 245 | 368 | FR9 | 480x1150x362 | 18.9x45.28x14.25 | 146 | 322 | 9532
VACON NXS 380-500 V, Type 1/IP21 and Type 12/IP54 air-cooled wall-mounted, EMC Class H
PRODUCT CODE |  | Low Overload Ratings |  |  |  | High Overload Ratings |  |  |  | Frame | Dimensions |  | Weight |  | LIST
|  | Motor Power | Motor Power | Continuous | 110% | Motor Power | Motor Power | Continuous | 150% | Size | WxHxD |  | [kg] | [lb] | PRICE
|  | Low Overload | Low Overload | Current | Overload | High Overload | High Overload | Current | Overload |  | [mm] | [inches] |  |  | EUR
IP21/Type 1 |  | 400V [kW] | 480V [Hp] | IL [A] | Current [A] | 400V [kW] | 480V [Hp] | IH [A] | Current [A]
NXS00035-A2H1SSS-A1A2000000 |  | 1.1 | 1.5 | 3.3 | 3.6 | 0.75 | 1 | 2.2 | 3.3 | FR4 | 128x292x190 | 5.04x11.5x7.48 | 5 | 11 | 641
NXS00045-A2H1SSS-A1A2000000 |  | 1.5 | 2 | 4.3 | 4.7 | 1.1 | 1.5 | 3.3 | 5 | FR4 | 128x292x190 | 5.04x11.5x7.48 | 5 | 11 | 705
NXS00055-A2H1SSS-A1A2000000 |  | 2.2 | 3 | 5.6 | 6.2 | 1.5 | 2 | 4.3 | 6.5 | FR4 | 128x292x190 | 5.04x11.5x7.48 | 5 | 11 | 740
NXS00075-A2H1SSS-A1A2000000 |  | 3 | 5 | 7.6 | 8.4 | 2.2 | 3 | 5.6 | 8.4 | FR4 | 128x292x190 | 5.04x11.5x7.48 | 5 | 11 | 777
NXS00095-A2H1SSS-A1A2000000 |  | 4 | 5 | 9 | 9.9 | 3 | 5 | 7.6 | 11.4 | FR4 | 128x292x190 | 5.04x11.5x7.48 | 5 | 11 | 835
NXS00125-A2H1SSS-A1A2000000 |  | 5.5 | 7.5 | 12 | 13.2 | 4 | 5 | 9 | 13.5 | FR4 | 128x292x190 | 5.04x11.5x7.48 | 5 | 11 | 944
NXS00165-A2H1SSS-A1A2000000 |  | 7.5 | 10 | 16 | 17.6 | 5.5 | 7.5 | 12 | 18 | FR5 | 144x391x214 | 5.67x15.39x8.43 | 8,1 | 18 | 1128
NXS00225-A2H1SSS-A1A2000000 |  | 11 | 15 | 23 | 25.3 | 7.5 | 10 | 16 | 24 | FR5 | 144x391x214 | 5.67x15.39x8.43 | 8,1 | 18 | 1379
NXS00315-A2H1SSS-A1A2000000 |  | 15 | 20 | 31 | 34 | 11 | 15 | 23 | 35 | FR5 | 144x391x214 | 5.67x15.39x8.43 | 8,1 | 18 | 1658
NXS00385-A2H1SSS-A1A2000000 |  | 18.5 | 25 | 38 | 42 | 15 | 20 | 31 | 47 | FR6 | 195x519x237 | 7.68x20.43x9.33 | 18,5 | 41 | 1957
NXS00455-A2H1SSS-A1A2000000 |  | 22 | 30 | 46 | 51 | 18.5 | 25 | 38 | 57 | FR6 | 195x519x237 | 7.68x20.43x9.33 | 18,5 | 41 | 2223
NXS00615-A2H1SSS-A1A2000000 |  | 30 | 40 | 61 | 67 | 22 | 30 | 46 | 69 | FR6 | 195x519x237 | 7.68x20.43x9.33 | 18,5 | 41 | 2577
NXS00725-A2H0SSS-A1A2000000 |  | 37 | 50 | 72 | 79 | 30 | 40 | 61 | 92 | FR7 | 237x591x257 | 9.33x23.27x10.12 | 35 | 77 | 3199
NXS00875-A2H0SSS-A1A2000000 |  | 45 | 60 | 87 | 96 | 37 | 50 | 72 | 108 | FR7 | 237x591x257 | 9.33x23.27x10.12 | 35 | 77 | 3887
NXS01055-A2H0SSS-A1A2000000 |  | 55 | 75 | 105 | 116 | 45 | 60 | 87 | 131 | FR7 | 237x591x257 | 9.33x23.27x10.12 | 35 | 77 | 4487
NXS01405-A2H0SSS-A1A2000000 |  | 75 | 100 | 140 | 154 | 55 | 75 | 105 | 158 | FR8 | 291x758x344 | 11.46x29.84x13.54 | 58 | 128 | 5195
NXS01685-A2H0SSS-A1A2000000 |  | 90 | 125 | 170 | 187 | 75 | 100 | 140 | 210 | FR8 | 291x758x344 | 11.46x29.84x13.54 | 58 | 128 | 6125
NXS02055-A2H0SSS-A1A2000000 |  | 110 | 150 | 205 | 226 | 90 | 125 | 170 | 255 | FR8 | 291x758x344 | 11.46x29.84x13.54 | 58 | 128 | 7337
NXS02615A2H0SSFA1A2000000 |  | 132 | 200 | 261 | 287 | 110 | 150 | 205 | 308 | FR9 | 480x1150x362 | 18.9x45.28x14.25 | 146 | 322 | 8894
NXS03005A2H0SSFA1A2000000 |  | 160 | 200 | 300 | 330 | 132 | 200 | 245 | 368 | FR9 | 480x1150x362 | 18.9x45.28x14.25 | 146 | 322 | 10329
IP54/Type 12
NXS00035-A5H1SSS-A1A2000000 |  | 1.1 | 1.5 | 3.3 | 3.6 | 0.75 | 1 | 2.2 | 3.3 | FR4 | 128x292x190 | 5.04x11.5x7.48 | 5 | 11 | 716
NXS00045-A5H1SSS-A1A2000000 |  | 1.5 | 2 | 4.3 | 4.7 | 1.1 | 1.5 | 3.3 | 5 | FR4 | 128x292x190 | 5.04x11.5x7.48 | 5 | 11 | 780
NXS00055-A5H1SSS-A1A2000000 |  | 2.2 | 3 | 5.6 | 6.2 | 1.5 | 2 | 4.3 | 6.5 | FR4 | 128x292x190 | 5.04x11.5x7.48 | 5 | 11 | 814
NXS00075-A5H1SSS-A1A2000000 |  | 3 | 5 | 7.6 | 8.4 | 2.2 | 3 | 5.6 | 8.4 | FR4 | 128x292x190 | 5.04x11.5x7.48 | 5 | 11 | 851
NXS00095-A5H1SSS-A1A2000000 |  | 4 | 5 | 9 | 9.9 | 3 | 5 | 7.6 | 11.4 | FR4 | 128x292x190 | 5.04x11.5x7.48 | 5 | 11 | 910
NXS00125-A5H1SSS-A1A2000000 |  | 5.5 | 7.5 | 12 | 13.2 | 4 | 5 | 9 | 13.5 | FR4 | 128x292x190 | 5.04x11.5x7.48 | 5 | 11 | 1019
NXS00165-A5H1SSS-A1A2000000 |  | 7.5 | 10 | 16 | 17.6 | 5.5 | 7.5 | 12 | 18 | FR5 | 144x391x214 | 5.67x15.39x8.43 | 8,1 | 18 | 1233
NXS00225-A5H1SSS-A1A2000000 |  | 11 | 15 | 23 | 25.3 | 7.5 | 10 | 16 | 24 | FR5 | 144x391x214 | 5.67x15.39x8.43 | 8,1 | 18 | 1484
NXS00315-A5H1SSS-A1A2000000 |  | 15 | 20 | 31 | 34 | 11 | 15 | 23 | 35 | FR5 | 144x391x214 | 5.67x15.39x8.43 | 8,1 | 18 | 1763
NXS00385-A5H1SSS-A1A2000000 |  | 18.5 | 25 | 38 | 42 | 15 | 20 | 31 | 47 | FR6 | 195x519x237 | 7.68x20.43x9.33 | 18,5 | 41 | 2114
NXS00455-A5H1SSS-A1A2000000 |  | 22 | 30 | 46 | 51 | 18.5 | 25 | 38 | 57 | FR6 | 195x519x237 | 7.68x20.43x9.33 | 18,5 | 41 | 2381
NXS00615-A5H1SSS-A1A2000000 |  | 30 | 40 | 61 | 67 | 22 | 30 | 46 | 69 | FR6 | 195x519x237 | 7.68x20.43x9.33 | 18,5 | 41 | 2735
NXS00725-A5H0SSS-A1A2000000 |  | 37 | 50 | 72 | 79 | 30 | 40 | 61 | 92 | FR7 | 237x591x257 | 9.33x23.27x10.12 | 35 | 77 | 3503
NXS00875-A5H0SSS-A1A2000000 |  | 45 | 60 | 87 | 96 | 37 | 50 | 72 | 108 | FR7 | 237x591x257 | 9.33x23.27x10.12 | 35 | 77 | 4190
NXS01055-A5H0SSS-A1A2000000 |  | 55 | 75 | 105 | 116 | 45 | 60 | 87 | 131 | FR7 | 237x591x257 | 9.33x23.27x10.12 | 35 | 77 | 4791
NXS01405-A5H0SSS-A1A2000000 |  | 75 | 100 | 140 | 154 | 55 | 75 | 105 | 158 | FR8 | 291x758x344 | 11.46x29.84x13.54 | 58 | 128 | 5726
NXS01685-A5H0SSS-A1A2000000 |  | 90 | 125 | 170 | 187 | 75 | 100 | 140 | 210 | FR8 | 291x758x344 | 11.46x29.84x13.54 | 58 | 128 | 6656
NXS02055-A5H0SSS-A1A2000000 |  | 110 | 150 | 205 | 226 | 90 | 125 | 170 | 255 | FR8 | 291x758x344 | 11.46x29.84x13.54 | 58 | 128 | 7869
NXS02615A5H0SSFA1A2000000 |  | 132 | 200 | 261 | 287 | 110 | 150 | 205 | 308 | FR9 | 480x1150x362 | 18.9x45.28x14.25 | 146 | 322 | 10441
NXS03005A5H0SSFA1A2000000 |  | 160 | 200 | 300 | 330 | 132 | 200 | 245 | 368 | FR9 | 480x1150x362 | 18.9x45.28x14.25 | 146 | 322 | 11878
VACON NXS 525-690 V, Type 1/IP21 and Type 12/IP54 air-cooled wall-mounted, EMC Class L
PRODUCT CODE |  | Low Overload Ratings |  |  |  | High Overload Ratings |  |  |  | Frame | Dimensions |  | Weight |  | LIST
|  | Motor Power | Motor Power | Continuous | 110% | Motor Power | Motor Power | Continuous | 150% | Size | WxHxD |  | [kg] | [lb] | PRICE
|  | Low Overload | Low Overload | Current | Overload | High Overload | High Overload | Current | Overload |  | [mm] | [inches] |  |  | EUR
IP21/Type 1 |  | 690V [kW] | 575V [Hp] | IL [A] | Current [A] | 690V [kW] | 575V [Hp] | IH [A] | Current [A]
NXS00046-A2L0SSS-A1A2000000 |  | 3 | 3 | 4.5 | 5 | 2.2 | 2 | 3.2 | 4.8 | FR6 | 195x519x237 | 7.68x20.43x9.33 | 18.5 | 41 | 1081
NXS00056-A2L0SSS-A1A2000000 |  | 4 | 3 | 5.5 | 6.1 | 3 | 3 | 4.5 | 6.8 | FR6 | 195x519x237 | 7.68x20.43x9.33 | 18.5 | 41 | 1152
NXS00076-A2L0SSS-A1A2000000 |  | 5.5 | 5 | 7.5 | 8.3 | 4 | 3 | 5.5 | 8.3 | FR6 | 195x519x237 | 7.68x20.43x9.33 | 18.5 | 41 | 1263
NXS00106-A2L0SSS-A1A2000000 |  | 7.5 | 7.5 | 10 | 11 | 5.5 | 5 | 7.5 | 11.3 | FR6 | 195x519x237 | 7.68x20.43x9.33 | 18.5 | 41 | 1427
NXS00136-A2L0SSS-A1A2000000 |  | 11 | 10 | 13.5 | 14.9 | 7.5 | 7.5 | 10 | 15 | FR6 | 195x519x237 | 7.68x20.43x9.33 | 18.5 | 41 | 1702
NXS00186-A2L0SSS-A1A2000000 |  | 15 | 15 | 18 | 19.8 | 11 | 10 | 13.5 | 20.3 | FR6 | 195x519x237 | 7.68x20.43x9.33 | 18.5 | 41 | 2082
NXS00226-A2L0SSS-A1A2000000 |  | 18.5 | 20 | 22 | 24.2 | 15 | 15 | 18 | 27 | FR6 | 195x519x237 | 7.68x20.43x9.33 | 18.5 | 41 | 2478
NXS00276-A2L0SSS-A1A2000000 |  | 22 | 25 | 27 | 29.7 | 18.5 | 20 | 22 | 33 | FR6 | 195x519x237 | 7.68x20.43x9.33 | 18.5 | 41 | 2911
NXS00346-A2L0SSS-A1A2000000 |  | 30 | 30 | 34 | 37 | 22 | 25 | 27 | 41 | FR6 | 195x519x237 | 7.68x20.43x9.33 | 18.5 | 41 | 3558
NXS00416-A2L0SSS-A1A2000000 |  | 37.5 | 40 | 41 | 45 | 30 | 30 | 34 | 51 | FR7 | 237x591x257 | 9.33x23.27x10.12 | 35 | 77 | 4225
NXS00526-A2L0SSS-A1A2000000 |  | 45 | 50 | 52 | 57 | 37.5 | 40 | 41 | 62 | FR7 | 237x591x257 | 9.33x23.27x10.12 | 35 | 77 | 4931
NXS00626-A2L0SSS-A1A2000000 |  | 55 | 60 | 62 | 68 | 45 | 50 | 52 | 78 | FR8 | 291x758x344 | 11.46x29.84x13.54 | 58 | 128 | 5656
NXS00806-A2L0SSS-A1A2000000 |  | 75 | 75 | 80 | 88 | 55 | 60 | 62 | 93 | FR8 | 291x758x344 | 11.46x29.84x13.54 | 58 | 128 | 6846
NXS01006-A2L0SSS-A1A2000000 |  | 90 | 100 | 100 | 110 | 75 | 75 | 80 | 120 | FR8 | 291x758x344 | 11.46x29.84x13.54 | 58 | 128 | 8059
NXS01256A2L0SSFA1A2000000 |  | 110 | 125 | 125 | 138 | 90 | 100 | 100 | 150 | FR9 | 480x1150x362 | 18.9x45.28x14.25 | 146 | 322 | 9197
NXS01446A2L0SSFA1A2000000 |  | 132 | 150 | 144 | 158 | 110 | 125 | 125 | 188 | FR9 | 480x1150x362 | 18.9x45.28x14.25 | 146 | 322 | 10167
NXS01706A2L0SSFA1A2000000 |  | 160 | 150 | 170 | 187 | 132 | 150 | 144 | 216 | FR9 | 480x1150x362 | 18.9x45.28x14.25 | 146 | 322 | 11380
NXS02086A2L0SSFA1A2000000 |  | 200 | 200 | 208 | 229 | 160 | 150 | 170 | 255 | FR9 | 480x1150x362 | 18.9x45.28x14.25 | 146 | 322 | 12694
IP54/Type12
NXS00046-A5L0SSS-A1A2000000 |  | 3 | 3 | 4.5 | 5 | 2.2 | 2 | 3.2 | 4.8 | FR6 | 195x519x237 | 7.68x20.43x9.33 | 18.5 | 41 | 1239
NXS00056-A5L0SSS-A1A2000000 |  | 4 | 3 | 5.5 | 6.1 | 3 | 3 | 4.5 | 6.8 | FR6 | 195x519x237 | 7.68x20.43x9.33 | 18.5 | 41 | 1309
NXS00076-A5L0SSS-A1A2000000 |  | 5.5 | 5 | 7.5 | 8.3 | 4 | 3 | 5.5 | 8.3 | FR6 | 195x519x237 | 7.68x20.43x9.33 | 18.5 | 41 | 1421
NXS00106-A5L0SSS-A1A2000000 |  | 7.5 | 7.5 | 10 | 11 | 5.5 | 5 | 7.5 | 11.3 | FR6 | 195x519x237 | 7.68x20.43x9.33 | 18.5 | 41 | 1585
NXS00136-A5L0SSS-A1A2000000 |  | 11 | 10 | 13.5 | 14.9 | 7.5 | 7.5 | 10 | 15 | FR6 | 195x519x237 | 7.68x20.43x9.33 | 18.5 | 41 | 1860
NXS00186-A5L0SSS-A1A2000000 |  | 15 | 15 | 18 | 19.8 | 11 | 10 | 13.5 | 20.3 | FR6 | 195x519x237 | 7.68x20.43x9.33 | 18.5 | 41 | 2239
NXS00226-A5L0SSS-A1A2000000 |  | 18.5 | 20 | 22 | 24.2 | 15 | 15 | 18 | 27 | FR6 | 195x519x237 | 7.68x20.43x9.33 | 18.5 | 41 | 2636
NXS00276-A5L0SSS-A1A2000000 |  | 22 | 25 | 27 | 29.7 | 18.5 | 20 | 22 | 33 | FR6 | 195x519x237 | 7.68x20.43x9.33 | 18.5 | 41 | 3069
NXS00346-A5L0SSS-A1A2000000 |  | 30 | 30 | 34 | 37 | 22 | 25 | 27 | 41 | FR6 | 195x519x237 | 7.68x20.43x9.33 | 18.5 | 41 | 3715
NXS00416-A5L0SSS-A1A2000000 |  | 37.5 | 40 | 41 | 45 | 30 | 30 | 34 | 51 | FR7 | 237x591x257 | 9.33x23.27x10.12 | 35 | 77 | 4527
NXS00526-A5L0SSS-A1A2000000 |  | 45 | 50 | 52 | 57 | 37.5 | 40 | 41 | 62 | FR7 | 237x591x257 | 9.33x23.27x10.12 | 35 | 77 | 5235
NXS00626-A5L0SSS-A1A2000000 |  | 55 | 60 | 62 | 68 | 45 | 50 | 52 | 78 | FR8 | 291x758x344 | 11.46x29.84x13.54 | 58 | 128 | 6188
NXS00806-A5L0SSS-A1A2000000 |  | 75 | 75 | 80 | 88 | 55 | 60 | 62 | 93 | FR8 | 291x758x344 | 11.46x29.84x13.54 | 58 | 128 | 7378
NXS01006-A5L0SSS-A1A2000000 |  | 90 | 100 | 100 | 110 | 75 | 75 | 80 | 120 | FR8 | 289x759x344 | 11.46x29.84x13.54 | 58 | 128 | 8590
NXS01256A5L0SSFA1A2000000 |  | 110 | 125 | 125 | 138 | 90 | 100 | 100 | 150 | FR9 | 480x1150x362 | 18.9x45.28x14.25 | 146 | 322 | 10745
NXS01446A5L0SSFA1A2000000 |  | 132 | 150 | 144 | 158 | 110 | 125 | 125 | 188 | FR9 | 480x1150x362 | 18.9x45.28x14.25 | 146 | 322 | 11715
NXS01706A5L0SSFA1A2000000 |  | 160 | 150 | 170 | 187 | 132 | 150 | 144 | 216 | FR9 | 480x1150x362 | 18.9x45.28x14.25 | 146 | 322 | 12928
NXS02086A5L0SSFA1A2000000 |  | 200 | 200 | 208 | 229 | 160 | 150 | 170 | 255 | FR9 | 480x1150x362 | 18.9x45.28x14.25 | 146 | 322 | 14242
VACON NXS 380-500 V, Type 1/IP21 and Type 12/IP54 air-cooled standalone, EMC Class L
PRODUCT CODE |  | Low Overload Ratings |  |  |  | High Overload Ratings |  |  |  | Frame | Dimensions |  | Weight |  | LIST
|  | Motor Power | Motor Power | Continuous | 110% | Motor Power | Motor Power | Continuous | 150% | Size | WxHxD |  | [kg] | [lb] | PRICE
|  | Low Overload | Low Overload | Current | Overload | High Overload | High Overload | Current | Overload |  | [mm] | [inches] |  |  | EUR
IP21/Type 1 |  | 400V [kW] | 480V [Hp] | IL [A] | Current [A] | 400V [kW] | 480V [Hp] | IH [A] | Current [A]
NXS03855A2L0SSAA1A2000000 |  | 200 | 300 | 385 | 424 | 160 | 200 | 300 | 450 | FR10 | 595x2020x602 | 23.43x79.53x23.7 | 340 | 750 | 12835
NXS04605A2L0SSAA1A2000000 |  | 250 | 350 | 460 | 506 | 200 | 300 | 385 | 578 | FR10 | 595x2020x602 | 23.43x79.53x23.7 | 340 | 750 | 14402
NXS05205A2L0SSAA1A2000000 |  | 250 | 450 | 520 | 572 | 250 | 350 | 460 | 690 | FR10 | 595x2020x602 | 23.43x79.53x23.7 | 340 | 750 | 15968
NXS05905A2L0SSAA1A2000000 |  | 315 | 500 | 590 | 649 | 250 | 450 | 520 | 780 | FR11 | 794x2020x602 | 31.26x79.53x23.7 | 470 | 1036 | 18719
NXS06505A2L0SSAA1A2000000 |  | 355 | 550 | 650 | 715 | 315 | 500 | 590 | 885 | FR11 | 794x2020x602 | 31.26x79.53x23.7 | 470 | 1036 | 20538
NXS07305A2L0SSAA1A2000000 |  | 400 | 600 | 730 | 803 | 355 | 550 | 650 | 975 | FR11 | 794x2020x602 | 31.26x79.53x23.7 | 470 | 1036 | 22712
IP54/Type12
NXS03855A5L0SSAA1A2000000 |  | 200 | 300 | 385 | 424 | 160 | 200 | 300 | 450 | FR10 | 595x2020x602 | 23.43x79.53x23.7 | 340 | 750 | 13930
NXS04605A5L0SSAA1A2000000 |  | 250 | 350 | 460 | 506 | 200 | 300 | 385 | 578 | FR10 | 595x2020x602 | 23.43x79.53x23.7 | 340 | 750 | 15496
NXS05205A5L0SSAA1A2000000 |  | 250 | 450 | 520 | 572 | 250 | 350 | 460 | 690 | FR10 | 595x2020x602 | 23.43x79.53x23.7 | 340 | 750 | 17064
VACON NXS 525-690 V, Type 1/IP21 and Type 12/IP54 air-cooled standalone, EMC Class L
PRODUCT CODE |  | Low Overload Ratings |  |  |  | High Overload Ratings |  |  |  | Frame | Dimensions |  | Weight |  | LIST
|  | Motor Power | Motor Power | Continuous | 110% | Motor Power | Motor Power | Continuous | 150% | Size | WxHxD |  | [kg] | [lb] | PRICE
|  | Low Overload | Low Overload | Current | Overload | High Overload | High Overload | Current | Overload |  | [mm] | [inches] |  |  | EUR
IP21/Type 1 |  | 690V [kW] | 575V [Hp] | IL [A] | Current [A] | 690V [kW] | 575V [Hp] | IH [A] | Current [A]
NXS02616A2L0SSAA1A2000000 |  | 250 | 250 | 261 | 287 | 200 | 200 | 208 | 312 | FR10 | 595x2020x602 | 23.43x79.53x23.7 | 340 | 750 | 15862
NXS03256A2L0SSAA1A2000000 |  | 315 | 300 | 325 | 358 | 250 | 250 | 261 | 392 | FR10 | 595x2020x602 | 23.43x79.53x23.7 | 340 | 750 | 18752
NXS03856A2L0SSAA1A2000000 |  | 355 | 400 | 385 | 424 | 315 | 300 | 325 | 488 | FR10 | 595x2020x602 | 23.43x79.53x23.7 | 340 | 750 | 22866
NXS04166A2L0SSAA1A2000000 |  | 400 | 450 | 416 | 458 | 315 | 300 | 325 | 488 | FR10 | 595x2020x602 | 23.43x79.53x23.7 | 340 | 750 | 23633
NXS04606A2L0SSAA1A2000000 |  | 450 | 450 | 460 | 506 | 355 | 400 | 385 | 578 | FR11 | 794x2020x602 | 31.26x79.53x23.7 | 400 | 882 | 25793
NXS05026A2L0SSAA1A2000000 |  | 500 | 500 | 502 | 552 | 450 | 450 | 460 | 690 | FR11 | 794x2020x602 | 31.26x79.53x23.7 | 400 | 882 | 29836
NXS05906A2L0SSAA1A2000000 |  | 560 | 600 | 590 | 649 | 500 | 500 | 502 | 753 | FR11 | 794x2020x602 | 31.26x79.53x23.7 | 470 | 1036 | 34485
IP54/Type12
NXS02616A5L0SSAA1A2000000 |  | 250 | 250 | 261 | 287 | 200 | 200 | 208 | 312 | FR10 | 595x2020x602 | 23.43x79.53x23.7 | 340 | 750 | 16957
NXS03256A5L0SSAA1A2000000 |  | 315 | 300 | 325 | 358 | 250 | 250 | 261 | 392 | FR10 | 595x2020x602 | 23.43x79.53x23.7 | 340 | 750 | 19848
NXS03856A5L0SSAA1A2000000 |  | 355 | 400 | 385 | 424 | 315 | 300 | 325 | 488 | FR10 | 595x2020x602 | 23.43x79.53x23.7 | 340 | 750 | 23961
NXS04166A5L0SSAA1A2000000 |  | 400 | 450 | 416 | 458 | 315 | 300 | 325 | 488 | FR10 | 595x2020x602 | 23.43x79.53x23.7 | 340 | 750 | 24728
Special IP classes - Through hole mounting
PRODUCT CODE |  |  |  | Description | [5 empty] | Suitability |  |  |  |  | LIST
PRICE
EUR
NX______T____T_ |  |  |  | Power unit IP54, front cover IP21* | [5 empty] | FR4-9, MF4-6 |  |  |  |  | 93
NX______Z____T_ |  |  |  | Power unit IP54, no front cover** | [5 empty] | FR4-9, MF4-6 |  |  |  |  | 93
PRODUCT CODE | Description | [6 empty] | Suitability | [6 empty] | LIST
PRICE
EUR
NXS_________O__ | Integrated load switch for standalone | [6 empty] | FR10 standalone | [6 empty] | 483
NXS_________O__ | Integrated load switch for standalone | [6 empty] | FR11 standalone | [6 empty] | 807
NXS_________J__ | DC link connectors and input switch | [6 empty] | FR10 standalone | [6 empty] | 819
NXS_________J__ | DC link connectors and input switch | [6 empty] | FR11 standalone | [6 empty] | 1143
NXS_________P__ | Integrated UL approved load switch | [6 empty] | FR10 standalone | [6 empty] | 1309
NXS_________P__ | Integrated UL approved load switch | [6 empty] | FR11 standalone | [6 empty] | 1969
NXS_________K__ | DC-connectors+input switch UL | [6 empty] | FR10 standalone | [6 empty] | 1645
NXS_________K__ | DC-connectors+input switch UL | [6 empty] | FR11 standalone | [6 empty] | 2305
PRODUCT CODE | Description | [6 empty] | Suitability | [6 empty] | LIST
PRICE
EUR
SA-BASE-FR10 | Base/plinth for standalone units, Increases the height by 200mm | [6 empty] | FR10 standalone | [6 empty] | 357
SA-BASE-FR11 | Base/plinth for standalone units, Increases the height by 200mm | [6 empty] | FR11 standalone | [6 empty] | 357

## VACON NXP
VACON NXP | [14 empty] | Level 1
VACON NXP 208-240 V (3 phase supply), Type 1/IP21 and Type 12/IP54 air-cooled wall-mounted, EMC Class H
PRODUCT CODE |  | Low Overload Ratings |  |  |  | High Overload Ratings |  |  |  | Frame | Dimensions |  | Weight |  | LIST
|  | Motor Power | Motor Power | Continuous | 110% | Motor Power | Motor Power | Continuous | 150% | Size | WxHxD |  | [kg] | [lb] | PRICE
|  | Low Overload | Low Overload | Current | Overload | High Overload | High Overload | Current | Overload |  | [mm] | [inches] |  |  | EUR
IP21/Type 1 |  | 230V [kW] | 230V [Hp] | IL [A] | Current [A] | 230V [kW] | 230V [Hp] | IH [A] | Current [A]
NXP00032-A2H1SSS-A1A2000000 |  | 0.55 | 0.75 | 3.7 | 4.1 | 0.37 |  | 2.4 | 3.6 | FR4 | 128x292x190 | 5.04x11.5x7.48 | 5 | 11 | 953
NXP00042-A2H1SSS-A1A2000000 |  | 0.75 | 1 | 4.8 | 5.3 | 0.55 | 0.75 | 3.7 | 5.6 | FR4 | 128x292x190 | 5.04x11.5x7.48 | 5 | 11 | 993
NXP00072-A2H1SSS-A1A2000000 |  | 1.1 | 1.5 | 6.6 | 7.3 | 0.75 | 1 | 4.8 | 7.2 | FR4 | 128x292x190 | 5.04x11.5x7.48 | 5 | 11 | 1041
NXP00082-A2H1SSS-A1A2000000 |  | 1,5 | 2 | 7.8 | 8.6 | 1.1 | 1.5 | 6.6 | 9.9 | FR4 | 128x292x190 | 5.04x11.5x7.48 | 5 | 11 | 1069
NXP00112-A2H1SSS-A1A2000000 |  | 2.2 | 3 | 11 | 12.1 | 1.5 | 2 | 7.8 | 11.7 | FR4 | 128x292x190 | 5.04x11.5x7.48 | 5 | 11 | 1121
NXP00122-A2H1SSS-A1A2000000 |  | 3 | 4 | 12.5 | 13.8 | 2.2 | 3 | 11 | 16.5 | FR4 | 128x292x190 | 5.04x11.5x7.48 | 5 | 11 | 1167
NXP00172-A2H1SSS-A1A2000000 |  | 4 | 5 | 17.5 | 19.3 | 3 | 4 | 12.5 | 18.8 | FR5 | 144x391x214 | 5.67x15.39x8.43 | 8,1 | 18 | 1245
NXP00252-A2H1SSS-A1A2000000 |  | 5.5 | 7.5 | 25 | 27.5 | 4 | 5 | 17.5 | 26.3 | FR5 | 144x391x214 | 5.67x15.39x8.43 | 8,1 | 18 | 1379
NXP00312-A2H1SSS-A1A2000000 |  | 7.5 | 10 | 31 | 34.1 | 5.5 | 7.5 | 25 | 37.5 | FR5 | 144x391x214 | 5.67x15.39x8.43 | 8,1 | 18 | 1608
NXP00482-A2H1SSS-A1A2000000 |  | 11 | 15 | 48 | 52.8 | 7.5 | 10 | 31 | 46.5 | FR6 | 195x519x237 | 7.68x20.43x9.33 | 18,5 | 41 | 2023
NXP00612-A2H1SSS-A1A2000000 |  | 15 | 20 | 61 | 67.1 | 11 | 15 | 48 | 72 | FR6 | 195x519x237 | 7.68x20.43x9.33 | 18,5 | 41 | 2369
NXP00752-A2H0SSS-A1A2000000 |  | 18.5 | 25 | 75 | 83 | 15 | 20 | 61 | 91.5 | FR7 | 237x591x257 | 9.33x23.27x10.12 | 35 | 77 | 2797
NXP00882-A2H0SSS-A1A2000000 |  | 22 | 30 | 88 | 97 | 18.5 | 25 | 75 | 112.5 | FR7 | 237x591x257 | 9.33x23.27x10.12 | 35 | 77 | 3427
NXP01142-A2H0SSS-A1A2000000 |  | 30 | 40 | 114 | 125 | 22 | 30 | 88 | 132 | FR7 | 237x591x257 | 9.33x23.27x10.12 | 35 | 77 | 4057
NXP01402-A2H0SSS-A1A2000000 |  | 37 | 50 | 140 | 154 | 30 | 40 | 105 | 158 | FR8 | 291x758x344 | 11.46x29.84x13.54 | 58 | 128 | 4875
NXP01702-A2H0SSS-A1A2000000 |  | 45 | 60 | 170 | 187 | 37 | 50 | 140 | 210 | FR8 | 291x758x344 | 11.46x29.84x13.54 | 58 | 128 | 5511
NXP02052-A2H0SSS-A1A2000000 |  | 55 | 75 | 205 | 226 | 45 | 60 | 170 | 255 | FR8 | 291x758x344 | 11.46x29.84x13.54 | 58 | 128 | 6691
NXP02612A2H0SSFA1A2000000 |  | 75 | 100 | 261 | 287 | 55 | 75 | 205 | 308 | FR9 | 480x1150x362 | 18.9x45.28x14.25 | 146 | 322 | 8505
NXP03002A2H0SSFA1A2000000 |  | 90 | 125 | 300 | 330 | 75 | 100 | 245 | 368 | FR9 | 480x1150x362 | 18.9x45.28x14.25 | 146 | 322 | 10420
IP54/Type 12
NXP00032-A5H1SSS-A1A2000000 |  | 0.55 | 0.75 | 3.7 | 4.1 | 0.37 |  | 2.4 | 3.6 | FR4 | 128x292x190 | 5.04x11.5x7.48 | 5 | 11 | 1047
NXP00042-A5H1SSS-A1A2000000 |  | 0.75 | 1 | 4.8 | 5.3 | 0.55 | 0.75 | 3.7 | 5.6 | FR4 | 128x292x190 | 5.04x11.5x7.48 | 5 | 11 | 1086
NXP00072-A5H1SSS-A1A2000000 |  | 1.1 | 1.5 | 6.6 | 7.3 | 0.75 | 1 | 4.8 | 7.2 | FR4 | 128x292x190 | 5.04x11.5x7.48 | 5 | 11 | 1134
NXP00082-A5H1SSS-A1A2000000 |  | 1,5 | 2 | 7.8 | 8.6 | 1.1 | 1.5 | 6.6 | 9.9 | FR4 | 128x292x190 | 5.04x11.5x7.48 | 5 | 11 | 1162
NXP00112-A5H1SSS-A1A2000000 |  | 2.2 | 3 | 11 | 12.1 | 1.5 | 2 | 7.8 | 11.7 | FR4 | 128x292x190 | 5.04x11.5x7.48 | 5 | 11 | 1215
NXP00122-A5H1SSS-A1A2000000 |  | 3 | 4 | 12.5 | 13.8 | 2,2 | 3 | 11 | 16.5 | FR4 | 128x292x190 | 5.04x11.5x7.48 | 5 | 11 | 1260
NXP00172-A5H1SSS-A1A2000000 |  | 4 | 5 | 17.5 | 19.3 | 3 | 4 | 12.5 | 18.8 | FR5 | 144x391x214 | 5.67x15.39x8.43 | 8,1 | 18 | 1376
NXP00252-A5H1SSS-A1A2000000 |  | 5.5 | 7.5 | 25 | 27.5 | 4 | 5 | 17.5 | 26.3 | FR5 | 144x391x214 | 5.67x15.39x8.43 | 8,1 | 18 | 1509
NXP00312-A5H1SSS-A1A2000000 |  | 7.5 | 10 | 31 | 34.1 | 5.5 | 7.5 | 25 | 37.5 | FR5 | 144x391x214 | 5.67x15.39x8.43 | 8,1 | 18 | 1739
NXP00482-A5H1SSS-A1A2000000 |  | 11 | 15 | 48 | 52.8 | 7.5 | 10 | 31 | 46.5 | FR6 | 195x519x237 | 7.68x20.43x9.33 | 18,5 | 41 | 2220
NXP00612-A5H1SSS-A1A2000000 |  | 15 | 20 | 61 | 67.1 | 11 | 15 | 48 | 72 | FR6 | 195x519x237 | 7.68x20.43x9.33 | 18,5 | 41 | 2565
NXP00752-A5H0SSS-A1A2000000 |  | 18.5 | 25 | 75 | 83 | 15 | 20 | 61 | 91.5 | FR7 | 237x591x257 | 9.33x23.27x10.12 | 35 | 77 | 3175
NXP00882-A5H0SSS-A1A2000000 |  | 22 | 30 | 88 | 97 | 18,5 | 25 | 75 | 112.5 | FR7 | 237x591x257 | 9.33x23.27x10.12 | 35 | 77 | 3805
NXP01142-A5H0SSS-A1A2000000 |  | 30 | 40 | 114 | 125 | 22 | 30 | 88 | 132 | FR7 | 237x591x257 | 9.33x23.27x10.12 | 35 | 77 | 4435
NXP01402-A5H0SSS-A1A2000000 |  | 37 | 50 | 140 | 154 | 30 | 40 | 105 | 158 | FR8 | 291x758x344 | 11.46x29.84x13.54 | 58 | 128 | 5538
NXP01702-A5H0SSS-A1A2000000 |  | 45 | 60 | 170 | 187 | 37 | 50 | 140 | 210 | FR8 | 291x758x344 | 11.46x29.84x13.54 | 58 | 128 | 6174
NXP02052-A5H0SSS-A1A2000000 |  | 55 | 75 | 205 | 226 | 45 | 60 | 170 | 255 | FR8 | 291x758x344 | 11.46x29.84x13.54 | 58 | 128 | 7353
NXP02612A5H0SSFA1A2000000 |  | 75 | 100 | 261 | 287 | 55 | 75 | 205 | 308 | FR9 | 480x1150x362 | 18.9x45.28x14.25 | 146 | 322 | 10436
NXP03002A5H0SSFA1A2000000 |  | 90 | 125 | 300 | 330 | 75 | 100 | 245 | 368 | FR9 | 480x1150x362 | 18.9x45.28x14.25 | 146 | 322 | 12351
VACON NXP 380-500 V, Type 1/IP21 and Type 12/IP54 air-cooled wall-mounted, EMC Class H
PRODUCT CODE |  | Low Overload Ratings |  |  |  | High Overload Ratings |  |  |  | Frame | Dimensions |  | Weight |  | LIST
|  | Motor Power | Motor Power | Continuous | 110% | Motor Power | Motor Power | Continuous | 150% | Size | WxHxD |  | [kg] | [lb] | PRICE
|  | Low Overload | Low Overload | Current | Overload | High Overload | High Overload | Current | Overload |  | [mm] | [inches] |  |  | EUR
IP21/Type 1 |  | 400V [kW] | 480V [Hp] | IL [A] | Current [A] | 400V [kW] | 480V [Hp] | IH [A] | Current [A]
NXP00035-A2H1SSS-A1A2000000 |  | 1.1 | 1.5 | 3.3 | 3.6 | 0.75 | 1 | 2.2 | 3.3 | FR4 | 128x292x190 | 5.04x11.5x7.48 | 5 | 11 | 1001
NXP00045-A2H1SSS-A1A2000000 |  | 1.5 | 2 | 4.3 | 4.7 | 1.1 | 1.5 | 3.3 | 5 | FR4 | 128x292x190 | 5.04x11.5x7.48 | 5 | 11 | 1081
NXP00055-A2H1SSS-A1A2000000 |  | 2.2 | 3 | 5.6 | 6.2 | 1.5 | 2 | 4.3 | 6.5 | FR4 | 128x292x190 | 5.04x11.5x7.48 | 5 | 11 | 1124
NXP00075-A2H1SSS-A1A2000000 |  | 3 | 5 | 7.6 | 8.4 | 2.2 | 3 | 5.6 | 8.4 | FR4 | 128x292x190 | 5.04x11.5x7.48 | 5 | 11 | 1169
NXP00095-A2H1SSS-A1A2000000 |  | 4 | 5 | 9 | 9.9 | 3 | 5 | 7.6 | 11.4 | FR4 | 128x292x190 | 5.04x11.5x7.48 | 5 | 11 | 1243
NXP00125-A2H1SSS-A1A2000000 |  | 5.5 | 7.5 | 12 | 13.2 | 4 | 5 | 9 | 13.5 | FR4 | 128x292x190 | 5.04x11.5x7.48 | 5 | 11 | 1379
NXP00165-A2H1SSS-A1A2000000 |  | 7.5 | 10 | 16 | 17.6 | 5.5 | 7.5 | 12 | 18 | FR5 | 144x391x214 | 5.67x15.39x8.43 | 8.1 | 18 | 1608
NXP00225-A2H1SSS-A1A2000000 |  | 11 | 15 | 23 | 25.3 | 7.5 | 10 | 16 | 24 | FR5 | 144x391x214 | 5.67x15.39x8.43 | 8.1 | 18 | 1920
NXP00315-A2H1SSS-A1A2000000 |  | 15 | 20 | 31 | 34 | 11 | 15 | 23 | 35 | FR5 | 144x391x214 | 5.67x15.39x8.43 | 8.1 | 18 | 2268
NXP00385-A2H1SSS-A1A2000000 |  | 18.5 | 25 | 38 | 42 | 15 | 20 | 31 | 47 | FR6 | 195x519x237 | 7.68x20.43x9.33 | 18.5 | 41 | 2742
NXP00455-A2H1SSS-A1A2000000 |  | 22 | 30 | 46 | 51 | 18.5 | 25 | 38 | 57 | FR6 | 195x519x237 | 7.68x20.43x9.33 | 18.5 | 41 | 3075
NXP00615-A2H1SSS-A1A2000000 |  | 30 | 40 | 61 | 67 | 22 | 30 | 46 | 69 | FR6 | 195x519x237 | 7.68x20.43x9.33 | 18.5 | 41 | 3515
NXP00725-A2H0SSS-A1A2000000 |  | 37 | 50 | 72 | 79 | 30 | 40 | 61 | 92 | FR7 | 237x591x257 | 9.33x23.27x10.12 | 35 | 77 | 4291
NXP00875-A2H0SSS-A1A2000000 |  | 45 | 60 | 87 | 96 | 37 | 50 | 72 | 108 | FR7 | 237x591x257 | 9.33x23.27x10.12 | 35 | 77 | 5149
NXP01055-A2H0SSS-A1A2000000 |  | 55 | 75 | 105 | 116 | 45 | 60 | 87 | 131 | FR7 | 237x591x257 | 9.33x23.27x10.12 | 35 | 77 | 5897
NXP01405-A2H0SSS-A1A2000000 |  | 75 | 100 | 140 | 154 | 55 | 75 | 105 | 158 | FR8 | 291x758x344 | 11.46x29.84x13.54 | 58 | 128 | 6943
NXP01685-A2H0SSS-A1A2000000 |  | 90 | 125 | 170 | 187 | 75 | 100 | 140 | 210 | FR8 | 291x758x344 | 11.46x29.84x13.54 | 58 | 128 | 8102
NXP02055-A2H0SSS-A1A2000000 |  | 110 | 150 | 205 | 226 | 90 | 125 | 170 | 255 | FR8 | 291x758x344 | 11.46x29.84x13.54 | 58 | 128 | 9614
NXP02615A2H0SSFA1A2000000 |  | 132 | 200 | 261 | 287 | 110 | 150 | 205 | 308 | FR9 | 480x1150x362 | 18.9x45.28x14.25 | 146 | 322 | 11554
NXP03005A2H0SSFA1A2000000 |  | 160 | 200 | 300 | 330 | 132 | 200 | 245 | 368 | FR9 | 480x1150x362 | 18.9x45.28x14.25 | 146 | 322 | 13343
IP54/Type 12
NXP00035-A5H1SSS-A1A2000000 |  | 1.1 | 1.5 | 3.3 | 3.6 | 0.75 | 1 | 2.2 | 3.3 | FR4 | 128x292x190 | 5.04x11.5x7.48 | 5 | 11 | 1094
NXP00045-A5H1SSS-A1A2000000 |  | 1.5 | 2 | 4.3 | 4.7 | 1.1 | 1.5 | 3.3 | 5 | FR4 | 128x292x190 | 5.04x11.5x7.48 | 5 | 11 | 1175
NXP00055-A5H1SSS-A1A2000000 |  | 2.2 | 3 | 5.6 | 6.2 | 1.5 | 2 | 4.3 | 6.5 | FR4 | 128x292x190 | 5.04x11.5x7.48 | 5 | 11 | 1217
NXP00075-A5H1SSS-A1A2000000 |  | 3 | 5 | 7.6 | 8.4 | 2.2 | 3 | 5.6 | 8.4 | FR4 | 128x292x190 | 5.04x11.5x7.48 | 5 | 11 | 1263
NXP00095-A5H1SSS-A1A2000000 |  | 4 | 5 | 9 | 9.9 | 3 | 5 | 7.6 | 11.4 | FR4 | 128x292x190 | 5.04x11.5x7.48 | 5 | 11 | 1335
NXP00125-A5H1SSS-A1A2000000 |  | 5.5 | 7.5 | 12 | 13.2 | 4 | 5 | 9 | 13.5 | FR4 | 128x292x190 | 5.04x11.5x7.48 | 5 | 11 | 1472
NXP00165-A5H1SSS-A1A2000000 |  | 7.5 | 10 | 16 | 17.6 | 5.5 | 7.5 | 12 | 18 | FR5 | 144x391x214 | 5.67x15.39x8.43 | 8.1 | 18 | 1739
NXP00225-A5H1SSS-A1A2000000 |  | 11 | 15 | 23 | 25.3 | 7.5 | 10 | 16 | 24 | FR5 | 144x391x214 | 5.67x15.39x8.43 | 8.1 | 18 | 2051
NXP00315-A5H1SSS-A1A2000000 |  | 15 | 20 | 31 | 34 | 11 | 15 | 23 | 35 | FR5 | 144x391x214 | 5.67x15.39x8.43 | 8.1 | 18 | 2399
NXP00385-A5H1SSS-A1A2000000 |  | 18.5 | 25 | 38 | 42 | 15 | 20 | 31 | 47 | FR6 | 195x519x237 | 7.68x20.43x9.33 | 18.5 | 41 | 2939
NXP00455-A5H1SSS-A1A2000000 |  | 22 | 30 | 46 | 51 | 18.5 | 25 | 38 | 57 | FR6 | 195x519x237 | 7.68x20.43x9.33 | 18.5 | 41 | 3271
NXP00615-A5H1SSS-A1A2000000 |  | 30 | 40 | 61 | 67 | 22 | 30 | 46 | 69 | FR6 | 195x519x237 | 7.68x20.43x9.33 | 18.5 | 41 | 3712
NXP00725-A5H0SSS-A1A2000000 |  | 37 | 50 | 72 | 79 | 30 | 40 | 61 | 92 | FR7 | 237x591x257 | 9.33x23.27x10.12 | 35 | 77 | 4669
NXP00875-A5H0SSS-A1A2000000 |  | 45 | 60 | 87 | 96 | 37 | 50 | 72 | 108 | FR7 | 237x591x257 | 9.33x23.27x10.12 | 35 | 77 | 5527
NXP01055-A5H0SSS-A1A2000000 |  | 55 | 75 | 105 | 116 | 45 | 60 | 87 | 131 | FR7 | 237x591x257 | 9.33x23.27x10.12 | 35 | 77 | 6275
NXP01405-A5H0SSS-A1A2000000 |  | 75 | 100 | 140 | 154 | 55 | 75 | 105 | 158 | FR8 | 291x758x344 | 11.46x29.84x13.54 | 58 | 128 | 7605
NXP01685-A5H0SSS-A1A2000000 |  | 90 | 125 | 170 | 187 | 75 | 100 | 140 | 210 | FR8 | 291x758x344 | 11.46x29.84x13.54 | 58 | 128 | 8765
NXP02055-A5H0SSS-A1A2000000 |  | 110 | 150 | 205 | 226 | 90 | 125 | 170 | 255 | FR8 | 291x758x344 | 11.46x29.84x13.54 | 58 | 128 | 10277
NXP02615A5H0SSFA1A2000000 |  | 132 | 200 | 261 | 287 | 110 | 150 | 205 | 308 | FR9 | 480x1150x362 | 18.9x45.28x14.25 | 146 | 322 | 13485
NXP03005A5H0SSFA1A2000000 |  | 160 | 200 | 300 | 330 | 132 | 200 | 245 | 368 | FR9 | 480x1150x362 | 18.9x45.28x14.25 | 146 | 322 | 15274
VACON NXP 525-690 V, Type 1/IP21 and Type 12/IP54 air-cooled wall-mounted, EMC Class L
PRODUCT CODE |  | Low Overload Ratings |  |  |  | High Overload Ratings |  |  |  | Frame | Dimensions |  | Weight |  | LIST
|  | Motor Power | Motor Power | Continuous | 110% | Motor Power | Motor Power | Continuous | 150% | Size | WxHxD |  | [kg] | [lb] | PRICE
|  | Low Overload | Low Overload | Current | Overload | High Overload | High Overload | Current | Overload |  | [mm] | [inches] |  |  | EUR
IP21/Type 1 |  | 690V [kW] | 575V [Hp] | IL [A] | Current [A] | 690V [kW] | 575V [Hp] | IH [A] | Current [A]
NXP00046-A2L0SSS-A1A2000000 |  | 3 | 3 | 4.5 | 5 | 2.2 | 2 | 3.2 | 4.8 | FR6 | 195x519x237 | 7.68x20.43x9.33 | 18,5 | 41 | 1651
NXP00056-A2L0SSS-A1A2000000 |  | 4 | 3 | 5.5 | 6.1 | 3 | 3 | 4.5 | 6.8 | FR6 | 195x519x237 | 7.68x20.43x9.33 | 18,5 | 41 | 1739
NXP00076-A2L0SSS-A1A2000000 |  | 5.5 | 5 | 7.5 | 8.3 | 4 | 3 | 5.5 | 8.3 | FR6 | 195x519x237 | 7.68x20.43x9.33 | 18,5 | 41 | 1877
NXP00106-A2L0SSS-A1A2000000 |  | 7.5 | 7.5 | 10 | 11 | 5.5 | 5 | 7.5 | 11.3 | FR6 | 195x519x237 | 7.68x20.43x9.33 | 18,5 | 41 | 2081
NXP00136-A2L0SSS-A1A2000000 |  | 11 | 10 | 13.5 | 14.9 | 7.5 | 7.5 | 10 | 15 | FR6 | 195x519x237 | 7.68x20.43x9.33 | 18,5 | 41 | 2424
NXP00186-A2L0SSS-A1A2000000 |  | 15 | 15 | 18 | 19.8 | 11 | 10 | 13.5 | 20.3 | FR6 | 195x519x237 | 7.68x20.43x9.33 | 18,5 | 41 | 2898
NXP00226-A2L0SSS-A1A2000000 |  | 18.5 | 20 | 22 | 24.2 | 15 | 15 | 18 | 27 | FR6 | 195x519x237 | 7.68x20.43x9.33 | 18,5 | 41 | 3392
NXP00276-A2L0SSS-A1A2000000 |  | 22 | 25 | 27 | 29.7 | 18.5 | 20 | 22 | 33 | FR6 | 195x519x237 | 7.68x20.43x9.33 | 18,5 | 41 | 3931
NXP00346-A2L0SSS-A1A2000000 |  | 30 | 30 | 34 | 37 | 22 | 25 | 27 | 41 | FR6 | 195x519x237 | 7.68x20.43x9.33 | 18,5 | 41 | 4737
NXP00416-A2L0SSS-A1A2000000 |  | 37.5 | 40 | 41 | 45 | 30 | 30 | 34 | 51 | FR7 | 237x591x257 | 9.33x23.27x10.12 | 35 | 77 | 5569
NXP00526-A2L0SSS-A1A2000000 |  | 45 | 50 | 52 | 57 | 37.5 | 40 | 41 | 62 | FR7 | 237x591x257 | 9.33x23.27x10.12 | 35 | 77 | 6451
NXP00626-A2L0SSS-A1A2000000 |  | 55 | 60 | 62 | 68 | 45 | 50 | 52 | 78 | FR8 | 291x758x344 | 11.46x29.84x13.54 | 58 | 128 | 7517
NXP00806-A2L0SSS-A1A2000000 |  | 75 | 75 | 80 | 88 | 55 | 60 | 62 | 93 | FR8 | 291x758x344 | 11.46x29.84x13.54 | 58 | 128 | 9001
NXP01006-A2L0SSS-A1A2000000 |  | 90 | 100 | 100 | 110 | 75 | 75 | 80 | 120 | FR8 | 291x758x344 | 11.46x29.84x13.54 | 58 | 128 | 10513
NXP01256A2L0SSFA1A2000000 |  | 110 | 125 | 125 | 138 | 90 | 100 | 100 | 150 | FR9 | 480x1150x362 | 18.9x45.28x14.25 | 146 | 322 | 11932
NXP01446A2L0SSFA1A2000000 |  | 132 | 150 | 144 | 158 | 110 | 125 | 125 | 188 | FR9 | 480x1150x362 | 18.9x45.28x14.25 | 146 | 322 | 13142
NXP01706A2L0SSFA1A2000000 |  | 160 | 150 | 170 | 187 | 132 | 150 | 144 | 216 | FR9 | 480x1150x362 | 18.9x45.28x14.25 | 146 | 322 | 14654
NXP02086A2L0SSFA1A2000000 |  | 200 | 200 | 208 | 229 | 160 | 150 | 170 | 255 | FR9 | 480x1150x362 | 18.9x45.28x14.25 | 146 | 322 | 16292
IP54/Type 12
NXP00046-A5L0SSS-A1A2000000 |  | 3 | 3 | 4.5 | 5 | 2.2 | 2 | 3.2 | 4.8 | FR6 | 195x519x237 | 7.68x20.43x9.33 | 18,5 | 41 | 1847
NXP00056-A5L0SSS-A1A2000000 |  | 4 | 3 | 5.5 | 6.1 | 3 | 3 | 4.5 | 6.8 | FR6 | 195x519x237 | 7.68x20.43x9.33 | 18,5 | 41 | 1935
NXP00076-A5L0SSS-A1A2000000 |  | 5.5 | 5 | 7.5 | 8.3 | 4 | 3 | 5.5 | 8.3 | FR6 | 195x519x237 | 7.68x20.43x9.33 | 18,5 | 41 | 2074
NXP00106-A5L0SSS-A1A2000000 |  | 7.5 | 7.5 | 10 | 11 | 5.5 | 5 | 7.5 | 11.3 | FR6 | 195x519x237 | 7.68x20.43x9.33 | 18,5 | 41 | 2278
NXP00136-A5L0SSS-A1A2000000 |  | 11 | 10 | 13.5 | 14.9 | 7.5 | 7.5 | 10 | 15 | FR6 | 195x519x237 | 7.68x20.43x9.33 | 18,5 | 41 | 2621
NXP00186-A5L0SSS-A1A2000000 |  | 15 | 15 | 18 | 19.8 | 11 | 10 | 13.5 | 20.3 | FR6 | 195x519x237 | 7.68x20.43x9.33 | 18,5 | 41 | 3095
NXP00226-A5L0SSS-A1A2000000 |  | 18.5 | 20 | 22 | 24.2 | 15 | 15 | 18 | 27 | FR6 | 195x519x237 | 7.68x20.43x9.33 | 18,5 | 41 | 3589
NXP00276-A5L0SSS-A1A2000000 |  | 22 | 25 | 27 | 29.7 | 18.5 | 20 | 22 | 33 | FR6 | 195x519x237 | 7.68x20.43x9.33 | 18,5 | 41 | 4128
NXP00346-A5L0SSS-A1A2000000 |  | 30 | 30 | 34 | 37 | 22 | 25 | 27 | 41 | FR6 | 195x519x237 | 7.68x20.43x9.33 | 18,5 | 41 | 4934
NXP00416-A5L0SSS-A1A2000000 |  | 37.5 | 40 | 41 | 45 | 30 | 30 | 34 | 51 | FR7 | 237x591x257 | 9.33x23.27x10.12 | 35 | 77 | 5947
NXP00526-A5L0SSS-A1A2000000 |  | 45 | 50 | 52 | 57 | 37.5 | 40 | 41 | 62 | FR7 | 237x591x257 | 9.33x23.27x10.12 | 35 | 77 | 6829
NXP00626-A5L0SSS-A1A2000000 |  | 55 | 60 | 62 | 68 | 45 | 50 | 52 | 78 | FR8 | 291x758x344 | 11.46x29.84x13.54 | 58 | 128 | 8180
NXP00806-A5L0SSS-A1A2000000 |  | 75 | 75 | 80 | 88 | 55 | 60 | 62 | 93 | FR8 | 291x758x344 | 11.46x29.84x13.54 | 58 | 128 | 9664
NXP01006-A5L0SSS-A1A2000000 |  | 90 | 100 | 100 | 110 | 75 | 75 | 80 | 120 | FR8 | 291x758x344 | 11.46x29.84x13.54 | 58 | 128 | 11176
NXP01256A5L0SSFA1A2000000 |  | 110 | 125 | 125 | 138 | 90 | 100 | 100 | 150 | FR9 | 480x1150x362 | 18.9x45.28x14.25 | 146 | 322 | 13863
NXP01446A5L0SSFA1A2000000 |  | 132 | 150 | 144 | 158 | 110 | 125 | 125 | 188 | FR9 | 480x1150x362 | 18.9x45.28x14.25 | 146 | 322 | 15073
NXP01706A5L0SSFA1A2000000 |  | 160 | 150 | 170 | 187 | 132 | 150 | 144 | 216 | FR9 | 480x1150x362 | 18.9x45.28x14.25 | 146 | 322 | 16585
NXP02086A5L0SSFA1A2000000 |  | 200 | 200 | 208 | 229 | 160 | 150 | 170 | 255 | FR9 | 480x1150x362 | 18.9x45.28x14.25 | 146 | 322 | 18223
VACON NXP 380-500 V, Type 1/IP21 and Type 12/IP54 air-cooled standalone, EMC Class L
PRODUCT CODE |  | Low Overload Ratings |  |  |  | High Overload Ratings |  |  |  | Frame | Dimensions |  | Weight |  | LIST
|  | Motor Power | Motor Power | Continuous | 110% | Motor Power | Motor Power | Continuous | 150% | Size | WxHxD |  | [kg] | [lb] | PRICE
|  | Low Overload | Low Overload | Current | Overload | High Overload | High Overload | Current | Overload |  | [mm] | [inches] |  |  | EUR
IP21/Type 1 |  | 400V [kW] | 480V [Hp] | IL [A] | Current [A] | 400V [kW] | 480V [Hp] | IH [A] | Current [A]
NXP03855A2L0SSAA1A2000000 |  | 200 | 300 | 385 | 424 | 160 | 200 | 300 | 450 | FR10 | 595x2020x602 | 23.43x79.53x23.7 | 340 | 750 | 16968
NXP04605A2L0SSAA1A2000000 |  | 250 | 350 | 460 | 506 | 200 | 300 | 385 | 578 | FR10 | 595x2020x602 | 23.43x79.53x23.7 | 340 | 750 | 18921
NXP05205A2L0SSAA1A2000000 |  | 250 | 450 | 520 | 572 | 250 | 350 | 460 | 690 | FR10 | 595x2020x602 | 23.43x79.53x23.7 | 340 | 750 | 20874
NXP05905A2L0SSAA1A2000000 |  | 315 | 500 | 590 | 649 | 250 | 450 | 520 | 780 | FR11 | 794x2020x602 | 31.26x79.53x23.7 | 470 | 1036 | 24304
NXP06505A2L0SSAA1A2000000 |  | 355 | 550 | 650 | 715 | 315 | 500 | 590 | 885 | FR11 | 794x2020x602 | 31.26x79.53x23.7 | 470 | 1036 | 26572
NXP07305A2L0SSAA1A2000000 |  | 400 | 600 | 730 | 803 | 355 | 550 | 650 | 975 | FR11 | 794x2020x602 | 31.26x79.53x23.7 | 470 | 1036 | 29281
IP54/Type 12
NXP03855A5L0SSAA1A2000000 |  | 200 | 300 | 385 | 424 | 160 | 200 | 300 | 450 | FR10 | 595x2020x602 | 23.43x79.53x23.7 | 340 | 750 | 18333
NXP04605A5L0SSAA1A2000000 |  | 250 | 350 | 460 | 506 | 200 | 300 | 385 | 578 | FR10 | 595x2020x602 | 23.43x79.53x23.7 | 340 | 750 | 20286
NXP05205A5L0SSAA1A2000000 |  | 250 | 450 | 520 | 572 | 250 | 350 | 460 | 690 | FR10 | 595x2020x602 | 23.43x79.53x23.7 | 340 | 750 | 22239
VACON NXP 525-690 V, Type 1/IP21 and Type 12/IP54 air-cooled standalone, EMC Class L
PRODUCT CODE |  | Low Overload Ratings |  |  |  | High Overload Ratings |  |  |  | Frame | Dimensions |  | Weight |  | LIST
|  | Motor Power | Motor Power | Continuous | 110% | Motor Power | Motor Power | Continuous | 150% | Size | WxHxD |  | [kg] | [lb] | PRICE
|  | Low Overload | Low Overload | Current | Overload | High Overload | High Overload | Current | Overload |  | [mm] | [inches] |  |  | EUR
IP21/Type 1 |  | 690V [kW] | 575V [Hp] | IL [A] | Current [A] | 690V [kW] | 575V [Hp] | IH [A] | Current [A]
NXP02616A2L0SSAA1A2000000 |  | 250 | 250 | 261 | 287 | 200 | 200 | 208 | 312 | FR10 | 595x2020x602 | 23.43x79.53x23.7 | 340 | 750 | 20742
NXP03256A2L0SSAA1A2000000 |  | 315 | 300 | 325 | 358 | 250 | 250 | 261 | 392 | FR10 | 595x2020x602 | 23.43x79.53x23.7 | 340 | 750 | 24345
NXP03856A2L0SSAA1A2000000 |  | 355 | 400 | 385 | 424 | 315 | 300 | 325 | 488 | FR10 | 595x2020x602 | 23.43x79.53x23.7 | 340 | 750 | 29474
NXP04166A2L0SSAA1A2000000 |  | 400 | 450 | 416 | 458 | 315 | 300 | 325 | 488 | FR10 | 595x2020x602 | 23.43x79.53x23.7 | 340 | 750 | 30430
NXP04606A2L0SSAA1A2000000 |  | 450 | 450 | 460 | 506 | 355 | 400 | 385 | 578 | FR11 | 794x2020x602 | 31.26x79.53x23.7 | 400 | 882 | 33124
NXP05026A2L0SSAA1A2000000 |  | 500 | 500 | 502 | 552 | 450 | 450 | 460 | 690 | FR11 | 794x2020x602 | 31.26x79.53x23.7 | 400 | 882 | 38164
NXP05906A2L0SSAA1A2000000 |  | 560 | 600 | 590 | 649 | 500 | 500 | 502 | 753 | FR11 | 794x2020x602 | 31.26x79.53x23.7 | 470 | 1036 | 43960
IP54/Type 12
NXP02616A5L0SSAA1A2000000 |  | 250 | 250 | 261 | 287 | 200 | 200 | 208 | 312 | FR10 | 595x2020x602 | 23.43x79.53x23.7 | 340 | 750 | 22107
NXP03256A5L0SSAA1A2000000 |  | 315 | 300 | 325 | 358 | 250 | 250 | 261 | 392 | FR10 | 595x2020x602 | 23.43x79.53x23.7 | 340 | 750 | 25711
NXP03856A5L0SSAA1A2000000 |  | 355 | 400 | 385 | 424 | 315 | 300 | 325 | 488 | FR10 | 595x2020x602 | 23.43x79.53x23.7 | 340 | 750 | 30839
NXP04166A5L0SSAA1A2000000 |  | 400 | 450 | 416 | 458 | 315 | 300 | 325 | 488 | FR10 | 595x2020x602 | 23.43x79.53x23.7 | 340 | 750 | 31795
Special IP classes - Through hole mounting
PRODUCT CODE |  |  |  | Description | [5 empty] | Suitability |  |  |  |  | LIST
PRICE
EUR
NX______T____T_ |  |  |  | Power unit IP54, front cover IP21* | [5 empty] | FR4-9, MF4-6 |  |  |  |  | 93
NX______Z____T_ |  |  |  | Power unit IP54, no front cover** | [5 empty] | FR4-9, MF4-6 |  |  |  |  | 93
PRODUCT CODE | Description | [6 empty] | Suitability | [6 empty] | LIST
PRICE
EUR
NXS_________O__ | Integrated load switch for standalone | [6 empty] | FR10 standalone | [6 empty] | 483
NXS_________O__ | Integrated load switch for standalone | [6 empty] | FR11 standalone | [6 empty] | 807
NXS_________J__ | DC link connectors and input switch | [6 empty] | FR10 standalone | [6 empty] | 819
NXS_________J__ | DC link connectors and input switch | [6 empty] | FR11 standalone | [6 empty] | 1143
NXS_________P__ | Integrated UL approved load switch | [6 empty] | FR10 standalone | [6 empty] | 1309
NXS_________P__ | Integrated UL approved load switch | [6 empty] | FR11 standalone | [6 empty] | 1969
NXS_________K__ | DC-connectors + input switch UL | [6 empty] | FR10 standalone | [6 empty] | 1645
NXS_________K__ | DC-connectors + input switch UL | [6 empty] | FR11 standalone | [6 empty] | 2305
PRODUCT CODE | Description | [6 empty] | Suitability | [6 empty] | LIST
PRICE
EUR
SA-BASE-FR10 | Base/plinth for standalone units, Increases the height by 200mm | [6 empty] | FR10 standalone | [6 empty] | 357
SA-BASE-FR11 | Base/plinth for standalone units, Increases the height by 200mm | [6 empty] | FR11 standalone | [6 empty] | 357

## VACON NXP IP00
VACON NXP IP00 | [13 empty] | Level 1
VACON NXP 380-500 V, 6/12-pulse supply, Type Open / IP00 air-cooled, EMC Class N
PRODUCT CODE | Low Overload Ratings |  |  |  | High Overload Ratings |  |  |  | Frame | Dimensions |  | Weight |  | LIST
| Motor Power | Motor Power | Continuous | 110% | Motor Power | Motor Power | Continuous | 150% | Size | WxHxD |  | [kg] | [lb] | PRICE
| Low Overload | Low Overload | Current | Overload | High Overload | High Overload | Current | Overload |  | [mm] | [inches] |  |  | EUR
6-pulse | 400V [kW] | 480V [Hp] | IL [A] | Current [A] | 400V [kW] | 480V [Hp] | IH [A] | Current [A]
NXP03855A0N0SSAA1A2000000 | 200 |  | 385 | 424 | 160 |  | 300 | 450 | FR10 | 500x1165x506 |  | 207 |  | 15498
NXP04605A0N0SSAA1A2000000 | 250 |  | 460 | 506 | 200 |  | 385 | 578 | FR10 | 500x1165x506 |  | 238 |  | 17451
NXP05205A0N0SSAA1A2000000 | 250 |  | 520 | 572 | 250 |  | 460 | 690 | FR10 | 500x1165x506 |  | 238 |  | 19404
NXP05905A0N0SSAA1A2000000 | 315 |  | 590 | 649 | 250 |  | 520 | 780 | FR11 | 709x1206x503 |  | 378 |  | 21294
NXP06505A0N0SSAA1A2000000 | 355 |  | 650 | 715 | 315 |  | 590 | 885 | FR11 | 709x1206x503 |  | 378 |  | 23562
NXP07305A0N0SSAA1A2000000 | 400 |  | 730 | 803 | 355 |  | 650 | 975 | FR11 | 709x1206x503 |  | 378 |  | 26271
NXP08205A0N0SSAA1A2000000 | 450 |  | 820 | 902 | 400 |  | 730 | 1095 | FR12 | 2x(500x1165x506) |  | 414 |  | 32634
NXP09205A0N0SSAA1A2000000 | 500 |  | 920 | 1012 | 450 |  | 820 | 1230 | FR12 | 2x(500x1165x506) |  | 476 |  | 37296
NXP10305A0N0SSAA1A2000000 | 560 |  | 1030 | 1133 | 500 |  | 920 | 1380 | FR12 | 2x(500x1165x506) |  | 476 |  | 40950
NXP11505A0N0SSFA1A2000000 | 630 |  | 1150 | 1265 | 560 |  | 1030 | 1545 | FR13 | 2x(239x1030x372)+(708x1032x553) |  | 700 |  | 48309
NXP13005A0N0SSFA1A2000000 | 710 |  | 1300 | 1430 | 630 |  | 1150 | 1725 | FR13 | 3x(239x1030x372)+(708x1032x553) |  | 852 |  | 58312
NXP14505A0N0SSFA1A2000000 | 800 |  | 1450 | 1595 | 710 |  | 1300 | 1950 | FR13 | 3x(239x1030x372)+(708x1032x553) |  | 852 |  | 69010
NXP17705A0N0SSFA1A2000000 | 1000 |  | 1770 | 1947 | 900 |  | 1600 | 2400 | FR14 | 4x(239x1030x372)+2x(708x1032x553) |  | 995 |  | 92890
NXP21505A0N0SSFA1A2000000 | 1200 |  | 2150 | 2365 | 1100 |  | 1940 | 2910 | FR14 | 4x(239x1030x372)+2x(708x1032x553) |  | 1010 |  | 115088
12-pulse
NXP03855A0N0TSAA1A2000000 | 200 |  | 385 | 424 | 160 |  | 300 | 450 | FR10 | 500x1165x506 |  | 207 |  | 17048
NXP04605A0N0TSAA1A2000000 | 250 |  | 460 | 506 | 200 |  | 385 | 578 | FR10 | 500x1165x506 |  | 238 |  | 18673
NXP05205A0N0TSAA1A2000000 | 250 |  | 520 | 572 | 250 |  | 460 | 690 | FR10 | 500x1165x506 |  | 238 |  | 20180
NXP05905A0N0TSAA1A2000000 | 315 |  | 590 | 649 | 250 |  | 520 | 780 | FR11 | 709x1206x503 |  | 378 |  | 21294
NXP06505A0N0TSAA1A2000000 | 355 |  | 650 | 715 | 315 |  | 590 | 885 | FR11 | 709x1206x503 |  | 378 |  | 23562
NXP07305A0N0TSAA1A2000000 | 400 |  | 730 | 803 | 355 |  | 650 | 975 | FR11 | 709x1206x503 |  | 378 |  | 26271
NXP08205A0N0TSAA1A2000000 | 450 |  | 820 | 902 | 400 |  | 730 | 1095 | FR12 | 2x(500x1165x506) |  | 414 |  | 34223
NXP09205A0N0TSAA1A2000000 | 500 |  | 920 | 1012 | 450 |  | 820 | 1230 | FR12 | 2x(500x1165x506) |  | 476 |  | 38797
NXP10305A0N0TSAA1A2000000 | 560 |  | 1030 | 1133 | 500 |  | 920 | 1380 | FR12 | 2x(500x1165x506) |  | 476 |  | 43226
NXP11505A0N0TSFA1A2000000 | 630 |  | 1150 | 1265 | 560 |  | 1030 | 1545 | FR13 | 2x(239x1030x372)+(708x1032x553) |  | 700 |  | 48308
NXP13005A0N0TSFA1A2000000 | 710 |  | 1300 | 1430 | 630 |  | 1150 | 1725 | FR13 | 4x(239x1030x372)+(708x1032x553) |  | 852 |  | 66853
NXP14505A0N0TSFA1A2000000 | 800 |  | 1450 | 1595 | 710 |  | 1300 | 1950 | FR13 | 4x(239x1030x372)+(708x1032x553) |  | 852 |  | 78232
NXP17705A0N0TSFA1A2000000 | 1000 |  | 1770 | 1947 | 900 |  | 1600 | 2400 | FR14 | 4x(239x1030x372)+2x(708x1032x553) |  | 1315 |  | 92890
NXP21505A0N0TSFA1A2000000 | 1200 |  | 2150 | 2365 | 1100 |  | 1940 | 2910 | FR14 | 4x(239x1030x372)+2x(708x1032x553) |  | 1330 |  | 115088
VACON NXP 525-690 V, 6/12-pulse supply, Type Open / IP00 air-cooled, EMC Class N
PRODUCT CODE | Low Overload Ratings |  |  |  | High Overload Ratings |  |  |  | Frame | Dimensions |  | Weight |  | LIST
| Motor Power | Motor Power | Continuous | 110% | Motor Power | Motor Power | Continuous | 150% | Size | WxHxD |  | [kg] | [lb] | PRICE
| Low Overload | Low Overload | Current | Overload | High Overload | High Overload | Current | Overload |  | [mm] | [inches] |  |  | EUR
6-pulse | 690V [kW] | 575V [Hp] | IL [A] | Current [A] | 690V [kW] | 575V [Hp] | IH [A] | Current [A]
NXP02616A0N0SSAA1A2000000 | 250 |  | 261 | 287 | 200 |  | 208 | 312 | FR10 | 500x1165x506 |  | 176 |  | 18573
NXP03256A0N0SSAA1A2000000 | 315 |  | 325 | 358 | 250 |  | 261 | 392 | FR10 | 500x1165x506 |  | 207 |  | 22176
NXP03856A0N0SSAA1A2000000 | 355 |  | 385 | 424 | 315 |  | 325 | 488 | FR10 | 500x1165x506 |  | 207 |  | 27304
NXP04166A0N0SSAA1A2000000 | 400 |  | 416 | 458 | 315 |  | 325 | 488 | FR10 | 500x1165x506 |  | 207 |  | 28261
NXP04606A0N0SSAA1A2000000 | 450 |  | 460 | 506 | 355 |  | 385 | 578 | FR11 | 709x1206x503 |  | 325 |  | 30114
NXP05026A0N0SSAA1A2000000 | 500 |  | 502 | 552 | 450 |  | 460 | 690 | FR11 | 709x1206x503 |  | 325 |  | 35154
NXP05906A0N0SSAA1A2000000 | 560 |  | 590 | 649 | 500 |  | 502 | 753 | FR11 | 709x1206x503 |  | 378 |  | 40950
NXP06506A0N0SSAA1A2000000 | 630 |  | 650 | 715 | 560 |  | 590 | 885 | FR12 | 2x(500x1165x506) |  | 414 |  | 46116
NXP07506A0N0SSAA1A2000000 | 710 |  | 750 | 825 | 630 |  | 650 | 975 | FR12 | 2x(500x1165x506) |  | 414 |  | 54432
NXP08206A0N0SSAA1A2000000 | 800 |  | 820 | 902 | 630 |  | 650 | 975 | FR12 | 2x(500x1165x506) |  | 414 |  | 61989
NXP09206A0N0SSFA1A2000000 | 900 |  | 920 | 820 | 800 |  | 820 | 1230 | FR13 | 2x(239x1030x372)+(708x1032x553) |  | 670 |  | 74231
NXP10306A0N0SSFA1A2000000 | 1000 |  | 1030 | 920 | 900 |  | 920 | 1380 | FR13 | 2x(239x1030x372)+(708x1032x553) |  | 670 |  | 83917
NXP11806A0N0SSFA1A2000000 | 1150 |  | 1180 | 1030 | 1000 |  | 1030 | 1463 | FR13 | 2x(239x1030x372)+(708x1032x553) |  | 700 |  | 96319
NXP15006A0N0SSFA1A2000000 | 1500 |  | 1500 | 1300 | 1300 |  | 1300 | 1950 | FR14 | 3x(239x1030x372)+2x(708x1032x553) |  | 925 |  | 119202
NXP19006A0N0SSFA1A2000000 | 1800 |  | 1900 | 1500 | 1500 |  | 1500 | 2250 | FR14 | 4x(239x1030x372)+2x(708x1032x553) |  | 995 |  | 153957
NXP22506A0N0SSFA1A2000000 | 2000 |  | 2250 | 1900 | 1800 |  | 1900 | 2782 | FR14 | 4x(239x1030x372)+2x(708x1032x553) |  | 1010 |  | 192020
12-pulse
NXP02616A0N0TSAA1A2000000 | 250 |  | 261 | 287 | 200 |  | 208 | 312 | FR10 | 500x1165x506 |  | 176 |  | 20430
NXP03256A0N0TSAA1A2000000 | 315 |  | 325 | 358 | 250 |  | 261 | 392 | FR10 | 500x1165x506 |  | 207 |  | 24393
NXP03856A0N0TSAA1A2000000 | 355 |  | 385 | 424 | 315 |  | 325 | 488 | FR10 | 500x1165x506 |  | 207 |  | 30035
NXP04166A0N0TSAA1A2000000 | 400 |  | 416 | 458 | 315 |  | 325 | 488 | FR10 | 500x1165x506 |  | 207 |  | 31087
NXP04606A0N0TSAA1A2000000 | 450 |  | 460 | 506 | 355 |  | 385 | 578 | FR11 | 709x1206x503 |  | 325 |  | 33125
NXP05026A0N0TSAA1A2000000 | 500 |  | 502 | 552 | 450 |  | 460 | 690 | FR11 | 709x1206x503 |  | 325 |  | 38669
NXP05906A0N0TSAA1A2000000 | 560 |  | 590 | 649 | 500 |  | 502 | 753 | FR11 | 709x1206x503 |  | 378 |  | 40950
NXP06506A0N0TSAA1A2000000 | 630 |  | 650 | 715 | 560 |  | 590 | 885 | FR12 | 2x(500x1165x506) |  | 414 |  | 47805
NXP07506A0N0TSAA1A2000000 | 710 |  | 750 | 825 | 630 |  | 650 | 975 | FR12 | 2x(500x1165x506) |  | 414 |  | 56336
NXP08206A0N0TSAA1A2000000 | 800 |  | 820 | 902 | 630 |  | 650 | 975 | FR12 | 2x(500x1165x506) |  | 414 |  | 64089
NXP09206A0N0TSFA1A2000000 | 900 |  | 920 | 820 | 800 |  | 820 | 1230 | FR13 | 2x(239x1030x372)+(708x1032x553) |  | 670 |  | 74231
NXP10306A0N0TSFA1A2000000 | 1000 |  | 1030 | 920 | 900 |  | 920 | 1380 | FR13 | 2x(239x1030x372)+(708x1032x553) |  | 670 |  | 83917
NXP11806A0N0TSFA1A2000000 | 1150 |  | 1180 | 1030 | 1000 |  | 1030 | 1463 | FR13 | 2x(239x1030x372)+(708x1032x553) |  | 700 |  | 96319
NXP15006A0N0TSFA1A2000000 | 1500 |  | 1500 | 1300 | 1300 |  | 1300 | 1950 | FR14 | 3x(239x1030x372)+2x(708x1032x553) |  | 1115 |  | 142101
NXP19006A0N0TSFA1A2000000 | 1800 |  | 1900 | 1500 | 1500 |  | 1500 | 2250 | FR14 | 4x(239x1030x372)+2x(708x1032x553) |  | 1315 |  | 153957
NXP22506A0N0TSFA1A2000000 | 2000 |  | 2250 | 1900 | 1800 |  | 1900 | 2782 | FR14 | 4x(239x1030x372)+2x(708x1032x553) |  | 1330 |  | 192020
CHOKE REDUCTION PRICES Vacon NXP air-cooled AC drive module (IP00), 6/12-pulse supply
REDUCTION
LIST
PRICE
Mechanical Frame Size | [13 empty] | EUR
FR10/IP00/6-pulse/500VAC | [13 empty] | -763
FR10/IP00/12-pulse/500VAC | [13 empty] | -763
FR10/IP00/6-pulse/690VAC | [13 empty] | -763
FR10/IP00/12-pulse/690VAC | [13 empty] | -763
FR11/IP00/6-pulse/500VAC | [13 empty] | -1463
FR11/IP00/12-pulse/500VAC | [13 empty] | -1463
FR11/IP00/6-pulse/690VAC | [13 empty] | -1463
FR11/IP00/12-pulse/690VAC | [13 empty] | -1463
FR12/IP00/6-pulse/500VAC | [13 empty] | -1887
FR12/IP00/12-pulse/500VAC | [13 empty] | -1887
FR12/IP00/6-pulse/690VAC | [13 empty] | -1887
FR12/IP00/12-pulse/690VAC | [13 empty] | -1887

## VACON NXP Liquid-Cooled
VACON NXP Liquid-Cooled | [13 empty] | Level 1
VACON NXP 400-500 VAC, 6-pulse, Type Open / IP00 liquid-cooled, EMC Class N/T, with AC chokes
PRODUCT CODE | MOTOR |  |  |  | DRIVE OUTPUT |  |  | POWER LOSS | Frame | Dimensions |  | Weight |  | LIST
| **Motor Shaft Power |  |  |  | Current |  |  |  | Size | WxHxD |  | [kg] | [lb] | PRICE
| 400 VAC | 400 VAC | 480 VAC | 480 VAC | Thermal | Rated | Rated | c/a/T*) |  | [mm] | [inches] | ***) |  | EUR
| ITH [kW] | IL [kW] | ITH [Hp] | IL [Hp] | ITH [A] | IL [A] | IH [A] | [kW]
NXP00165A0N1SWSA1A2000000 | 8,3 | 7,5 | 10 |  | 16 | 15 | 11 | 0,4/0,2/0,6 | CH3 | 160x431x246 | 6,3x17x9,7 | 15 | 33 | 2212
NXP00225A0N1SWSA1A2000000 | 11 | 10 | 15 |  | 22 | 20 | 15 | 0,5/0,2/0,7 | CH3 | 160x431x246 | 6,3x17x9,7 | 15 | 33 | 2352
NXP00315A0N1SWSA1A2000000 | 16 | 14 | 25 |  | 31 | 28 | 21 | 0,7/0,2/0,9 | CH3 | 160x431x246 | 6,3x17x9,7 | 15 | 33 | 3029
NXP00385A0N1SWSA1A2000000 | 20 | 18 | 30 |  | 38 | 35 | 25 | 0,8/0,2/1,0 | CH3 | 160x431x246 | 6,3x17x9,7 | 15 | 33 | 3227
NXP00455A0N1SWSA1A2000000 | 23 | 21 | 40 |  | 45 | 41 | 30 | 1,0/0,3/1,3 | CH3 | 160x431x246 | 6,3x17x9,7 | 15 | 33 | 3629
NXP00615A0N1SWSA1A2000000 | 32 | 29 | 50 |  | 61 | 55 | 41 | 1,3/0,3/1,5 | CH3 | 160x431x246 | 6,3x17x9,7 | 15 | 33 | 4661
NXP00725A0N0SWSA1A2000000 | 37 | 34 | 60 |  | 72 | 65 | 48 | 1,2/0,3/1,5 | CH4 | 193x493x258 | 7,6x19,4x10,2 | 22 | 49 | 4809
NXP00875A0N0SWSA1A2000000 | 45 | 41 | 75 |  | 87 | 79 | 58 | 1,5/0,3/1,8 | CH4 | 193x493x258 | 7,6x19,4x10,2 | 22 | 49 | 5540
NXP01055A0N0SWSA1A2000000 | 55 | 50 | 75 |  | 105 | 95 | 70 | 1,8/0,3/2,1 | CH4 | 193x493x258 | 7,6x19,4x10,2 | 22 | 49 | 6361
NXP01405A0N0SWSA1A2000000 | 73 | 66 | 125 |  | 140 | 127 | 93 | 2,3/0,3/2,6 | CH4 | 193x493x258 | 7,6x19,4x10,2 | 22 | 49 | 8045
NXP01685A0N0SWSA1A2000000 | 87 | 75 | 150 |  | 168 | 153 | 112 | 4,0/0,4/4,4 | CH5 | 246x553x264 | 9,7x21,8x10,4 | 40 | 88 | 8767
NXP02055A0N0SWSA1A2000000 | 110 | 90 | 175 |  | 205 | 186 | 137 | 5,0/0,5/5,5 | CH5 | 246x553x264 | 9,7x21,8x10,4 | 40 | 88 | 10240
NXP02615A0N0SWSA1A2000000 | 125 | 110 | 200 |  | 261 | 237 | 174 | 6,0/0,5/6,5 | CH5 | 246x553x264 | 9,7x21,8x10,4 | 40 | 88 | 12375
NXP03005A0N0SWFA1A2000000 | 150 | 125 | 250 |  | 300 | 273 | 200 | 4,5/0,5/5,0 | CH61 | 246x658x374 | 9,7x25,9x14,7 | 55 | 121 | 12885
NXP03855A0N0SWFA1A2000000 | 200 | 175 | 300 |  | 385 | 350 | 257 | 6,0/0,5/6,5 | CH61 | 246x658x374 | 9,7x25,9x14,7 | 55 | 121 | 15885
NXP04605A0N0SWFA1A2000000 | 225 | 200 | 400 |  | 460 | 418 | 307 | 6,5/0,5/7,0 | CH72 | 246x1076x372 | 9,7x42,4x14,6 | 90 | 198 | 18732
NXP05205A0N0SWFA1A2000000 | 275 | 225 | 400 |  | 520 | 473 | 347 | 7,5/0,6/8,1 | CH72 | 246x1076x372 | 9,7x42,4x14,6 | 90 | 198 | 20581
NXP05905A0N0SWFA1A2000000 | 300 | 275 | 500 |  | 590 | 536 | 393 | 9,0/0,7/9,7 | CH72 | 246x1076x372 | 9,7x42,4x14,6 | 90 | 198 | 22509
NXP06505A0N0SWFA1A2000000 | 325 | 300 | 500 |  | 650 | 591 | 433 | 10,0/0,7/10,7 | CH72 | 246x1076x372 | 9,7x42,4x14,6 | 90 | 198 | 23962
NXP07305A0N0SWFA1A2000000 | 375 | 325 | 600 |  | 730 | 664 | 487 | 12,0/0,8/12,8 | CH72 | 246x1076x372 | 9,7x42,4x14,6 | 90 | 198 | 26181
NXP08205A0N0SWFA1A2000000 | 425 | 375 | 700 |  | 820 | 745 | 547 | 12,5/0,8/13,3 | CH63 | 505x923x375 | 19,9x36,3x14,8 | 120 | 265 | 30483
NXP09205A0N0SWFA1A2000000 | 475 | 425 | 800 |  | 920 | 836 | 613 | 14,4/0,9/15,3 | CH63 | 505x923x375 | 19,9x36,3x14,8 | 120 | 265 | 35516
NXP10305A0N0SWFA1A2000000 | 525 | 475 | 900 |  | 1030 | 936 | 687 | 16,5/1,0/17,5 | CH63 | 505x923x375 | 19,9x36,3x14,8 | 120 | 265 | 39430
NXP11505A0N0SWFA1A2000000 | 600 | 525 | 1000 |  | 1150 | 1045 | 767 | 18,5/1,0/18,8 | CH63 | 505x923x375 | 19,9x36,3x14,8 | 120 | 265 | 43281
NXP13705A0N0SWFA1A2000000 | 700 | 625 | 1000 |  | 1370 | 1245 | 913 | 19,0/1,2/20,2 | CH74 | 746x1175x375 | 29,4x46,3x14,8 | 280 | 617 | 59771
NXP16405A0N0SWFA1A2000000 | 850 | 775 | 1250 |  | 1640 | 1491 | 1093 | 24,0/1,4/25,4 | CH74 | 746x1175x375 | 29,4x46,3x14,8 | 280 | 617 | 71550
NXP20605A0N0SWFA1A2000000 | 1050 | 950 | 1500 |  | 2060 | 1873 | 1373 | 32,5/1,8/34,3 | CH74 | 746x1175x375 | 29,4x46,3x14,8 | 280 | 617 | 92228
NXP23005A0N0SWFA1A2000000 | 1200 | 1075 | 2000 |  | 2300 | 2091 | 1533 | 36,3/2,0/38,3 | CH74 | 746x1175x375 | 29,4x46,3x14,8 | 280 | 617 | 110238
NXP24705A0N0SWFA1A2000000 | 1275 | 1150 | 2000 |  | 2470 | 2245 | 1647 | 38,8/2,2/41,0 | 2xCH74 | 2x(746x1175x375) | 2x(29,4x46,3x14,8) | 560 | 1235 | 124787
NXP29505A0N0SWFA1A2000000 | 1525 | 1375 | 2500 |  | 2950 | 2681 | 1967 | 46,3/2,6/48,9 | 2xCH74 | 2x(746x1175x375) | 2x(29,4x46,3x14,8) | 560 | 1235 | 151176
NXP37105A0N0SWFA1A2000000 | 1925 | 1750 | 3000 |  | 3710 | 3372 | 2473 | 58,2/3,0/61,2 | 2xCH74 | 2x(746x1175x375) | 2x(29,4x46,3x14,8) | 560 | 1235 | 192814
NXP41405A0N0SWFA1A2000000 | 2150 | 1950 | 3500 |  | 4140 | 3763 | 2760 | 65,0/3,6/68,6 | 2xCH74 | 2x(746x1175x375) | 2x(29,4x46,3x14,8) | 560 | 1235 | 218163
VACON NXP 400-500 VAC, 12-pulse, Type Open / IP00 liquid-cooled, EMC Class N/T, with AC chokes
PRODUCT CODE | MOTOR |  |  |  | DRIVE OUTPUT |  |  | POWER LOSS | Frame | Dimensions |  | Weight |  | LIST
| **Motor Shaft Power |  |  |  | Current |  |  |  | Size | WxHxD |  | [kg] | [lb] | PRICE
| 400 VAC | 400 VAC | 480 VAC | 480 VAC | Thermal | Rated | Rated | c/a/T*) |  | [mm] | [inches] | ***) |  | EUR
| ITH [kW] | IL [kW] | ITH [Hp] | IL [Hp] | ITH [A] | IL [A] | IH [A] | [kW]
NXP04605A0N0TWFA1A2000000 | 225 | 200 | 400 |  | 460 | 418 | 307 | 6,5/0,5/7,0 | CH72 | 246x1076x372 | 9,7x42,4x14,6 | 90 | 198 | 18732
NXP05205A0N0TWFA1A2000000 | 275 | 225 | 400 |  | 520 | 473 | 347 | 7,5/0,6/8,1 | CH72 | 246x1076x372 | 9,7x42,4x14,6 | 90 | 198 | 20581
NXP05905A0N0TWFA1A2000000 | 300 | 275 | 500 |  | 590 | 536 | 393 | 9,0/0,7/9,7 | CH72 | 246x1076x372 | 9,7x42,4x14,6 | 90 | 198 | 22509
NXP06505A0N0TWFA1A2000000 | 325 | 300 | 500 |  | 650 | 591 | 433 | 10,0/0,7/10,7 | CH72 | 246x1076x372 | 9,7x42,4x14,6 | 90 | 198 | 23962
NXP07305A0N0TWFA1A2000000 | 375 | 325 | 600 |  | 730 | 664 | 487 | 12,0/0,8/12,8 | CH72 | 246x1076x372 | 9,7x42,4x14,6 | 90 | 198 | 26181
NXP13705A0N0TWFA1A2000000 | 700 | 625 | 1000 |  | 1370 | 1245 | 913 | 19,0/1,2/20,2 | CH74 | 746x1175x375 | 29,4x46,3x14,8 | 280 | 617 | 59770
NXP16405A0N0TWFA1A2000000 | 850 | 775 | 1250 |  | 1640 | 1491 | 1093 | 24,0/1,4/25,4 | CH74 | 746x1175x375 | 29,4x46,3x14,8 | 280 | 617 | 71549
NXP20605A0N0TWFA1A2000000 | 1050 | 950 | 1500 |  | 2060 | 1873 | 1373 | 32,5/1,8/34,3 | CH74 | 746x1175x375 | 29,4x46,3x14,8 | 280 | 617 | 92227
NXP24705A0N0TWFA1A2000000 | 1275 | 1150 | 2000 |  | 2470 | 2245 | 1647 | 38,8/2,2/41,0 | 2xCH74 | 2x(746x1175x375) | 2x(29,4x46,3x14,8) | 560 | 1235 | 124786
NXP29505A0N0TWFA1A2000000 | 1525 | 1375 | 2500 |  | 2950 | 2681 | 1967 | 46,3/2,6/48,9 | 2xCH74 | 2x(746x1175x375) | 2x(29,4x46,3x14,8) | 560 | 1235 | 151175
NXP37105A0N0TWFA1A2000000 | 1925 | 1750 | 3000 |  | 3710 | 3372 | 2473 | 58,2/3,0/61,2 | 2xCH74 | 2x(746x1175x375) | 2x(29,4x46,3x14,8) | 560 | 1235 | 192814
NXP41405A0N0TWFA1A2000000 | 2150 | 1950 | 3500 |  | 4140 | 3763 | 2760 | 65,0/3,6/68,6 | 2xCH74 | 2x(746x1175x375) | 2x(29,4x46,3x14,8) | 560 | 1235 | 218163
VACON NXP 465-800 VDC, Type Open / IP00 liquid-cooled Inverter unit, EMC Class T
PRODUCT CODE | MOTOR |  |  |  | DRIVE OUTPUT |  |  | POWER LOSS | Frame | Dimensions |  | Weight |  | LIST
| **Motor shaft Power |  |  |  | Current |  |  |  | Size | WxHxD |  | [kg] | [lb] | PRICE
| 540 VDC | 540 VDC | 650 VAC | 650 VAC | Thermal | Rated | Rated | c/a/T*) |  | [mm] | [inches] | ***) |  | EUR
| ITH [kW] | IL [kW] | ITH [Hp] | IL [Hp] | ITH [A] | IL [A] | IH [A] | [kW]
NXP00165A0T1IWSA1A2000000 | 8,3 | 7,5 | 10 |  | 16 | 15 | 11 | 0,4/10,2/0,6 | CH3 | 160x431x246 | 6,3x17x9,7 | 15 | 33 | 1991
NXP00225A0T1IWSA1A2000000 | 11 | 10 | 15 |  | 22 | 20 | 15 | 0,5/0,2/0,7 | CH3 | 160x431x246 | 6,3x17x9,7 | 15 | 33 | 2117
NXP00315A0T1IWSA1A2000000 | 16 | 14 | 25 |  | 31 | 28 | 21 | 0,7/0,2/0,9 | CH3 | 160x431x246 | 6,3x17x9,7 | 15 | 33 | 2725
NXP00385A0T1IWSA1A2000000 | 20 | 18 | 30 |  | 38 | 35 | 25 | 0,8/0,2/1,0 | CH3 | 160x431x246 | 6,3x17x9,7 | 15 | 33 | 2904
NXP00455A0T1IWSA1A2000000 | 23 | 21 | 40 |  | 45 | 41 | 30 | 1,0/0,3/1,3 | CH3 | 160x431x246 | 6,3x17x9,7 | 15 | 33 | 3267
NXP00615A0T1IWSA1A2000000 | 32 | 29 | 50 |  | 61 | 55 | 41 | 1,3/0,3/1,5 | CH3 | 160x431x246 | 6,3x17x9,7 | 15 | 33 | 4195
NXP00725A0T0IWSA1A2000000 | 37 | 34 | 60 |  | 72 | 65 | 48 | 1,2/0,3/1,5 | CH4 | 193x493x258 | 7,6x19,4x10,2 | 22 | 49 | 4327
NXP00875A0T0IWSA1A2000000 | 45 | 41 | 75 |  | 87 | 79 | 58 | 1,5/0,3/1,8 | CH4 | 193x493x258 | 7,6x19,4x10,2 | 22 | 49 | 4986
NXP01055A0T0IWSA1A2000000 | 55 | 50 | 75 |  | 105 | 95 | 70 | 1,8/0,3/2,1 | CH4 | 193x493x258 | 7,6x19,4x10,2 | 22 | 49 | 5724
NXP01405A0T0IWSA1A2000000 | 73 | 66 | 125 |  | 140 | 127 | 93 | 2,3/0,3/2,6 | CH4 | 193x493x258 | 7,6x19,4x10,2 | 22 | 49 | 7241
NXP01685A0T0IWSA1A2000000 | 87 | 75 | 150 |  | 168 | 153 | 112 | 2,5/0,3/2,8 | CH5 | 246x553x264 | 9,7x21,8x10,4 | 40 | 88 | 7891
NXP02055A0T0IWSA1A2000000 | 110 | 90 | 175 |  | 205 | 186 | 137 | 3,0/0,4/3,4 | CH5 | 246x553x264 | 9,7x21,8x10,4 | 40 | 88 | 9215
NXP02615A0T0IWSA1A2000000 | 125 | 110 | 200 |  | 261 | 237 | 174 | 4,0/0,4/4,4 | CH5 | 246x553x264 | 9,7x21,8x10,4 | 40 | 88 | 11138
NXP03005A0T0IWFA1A2000000 | 150 | 125 | 250 |  | 300 | 273 | 200 | 4,5/0,4/4,9 | CH61 | 246x658x374 | 9,7x25,9x14,7 | 55 | 121 | 11596
NXP03855A0T0IWFA1A2000000 | 200 | 175 | 300 |  | 385 | 350 | 257 | 5,5/0,5/6,0 | CH61 | 246x658x374 | 9,7x25,9x14,7 | 55 | 121 | 14296
NXP04605A0T0IWFA1A2000000 | 225 | 200 | 400 |  | 460 | 418 | 307 | 5,5/0,5/6,0 | CH62 | 246x658x374 | 9,7x25,9x14,7 | 55 | 121 | 16859
NXP05205A0T0IWFA1A2000000 | 275 | 225 | 400 |  | 520 | 473 | 347 | 6,5/0,5/7,0 | CH62 | 246x658x374 | 9,7x25,9x14,7 | 55 | 121 | 18523
NXP05905A0T0IWFA1A2000000 | 300 | 275 | 500 |  | 590 | 536 | 393 | 7,5/0,6/8,1 | CH62 | 246x658x374 | 9,7x25,9x14,7 | 55 | 121 | 20258
NXP06505A0T0IWFA1A2000000 | 325 | 300 | 500 |  | 650 | 591 | 433 | 8,5/0,6/9,1 | CH62 | 246x658x374 | 9,7x25,9x14,7 | 55 | 121 | 21566
NXP07305A0T0IWFA1A2000000 | 375 | 325 | 600 |  | 730 | 664 | 487 | 10,0/0,7/10,7 | CH62 | 246x658x374 | 9,7x25,9x14,7 | 55 | 121 | 23563
NXP08205A0T0IWFA1A2000000 | 425 | 375 | 700 |  | 820 | 745 | 547 | 12,5/0,8/13,3 | CH63 | 505x923x375 | 19,9x36,3x14,8 | 120 | 265 | 27434
NXP09205A0T0IWFA1A2000000 | 475 | 425 | 800 |  | 920 | 836 | 613 | 14,4/0,9/15,3 | CH63 | 505x923x375 | 19,9x36,3x14,8 | 120 | 265 | 31964
NXP10305A0T0IWFA1A2000000 | 525 | 475 | 900 |  | 1030 | 936 | 687 | 16,5/1,0/17,5 | CH63 | 505x923x375 | 19,9x36,3x14,8 | 120 | 265 | 35487
NXP11505A0T0IWFA1A2000000 | 600 | 525 | 1000 |  | 1150 | 1045 | 767 | 18,4/1,1/19,5 | CH63 | 505x923x375 | 19,9x36,3x14,8 | 120 | 265 | 38953
NXP13705A0T0IWFA1A2000000 | 700 | 625 | 1000 |  | 1370 | 1245 | 913 | 15,5/1,0/16,5 | CH64 | 746x923x375 | 29,4x36,3x14,8 | 180 | 397 | 53793
NXP16405A0T0IWFA1A2000000 | 850 | 775 | 1250 |  | 1640 | 1491 | 1093 | 19,5/1,2/20,7 | CH64 | 746x923x375 | 29,4x36,3x14,8 | 180 | 397 | 64395
NXP20605A0T0IWFA1A2000000 | 1050 | 950 | 1750 |  | 2060 | 1873 | 1373 | 26,5/1,5/28,0 | CH64 | 746x923x375 | 29,4x36,3x14,8 | 180 | 397 | 83005
NXP23005A0T0IWFA1A2000000 | 1200 | 1075 | 2000 |  | 2300 | 2091 | 1533 | 29,6/1,7/31,3 | CH64 | 746x923x375 | 29,4x36,3x14,8 | 180 | 397 | 99215
NXP24705A0T0IWFA1A2000000 | 1275 | 1150 | 2000 |  | 2470 | 2245 | 1647 | 36,0/2,0/38,0 | 2xCH64 | 2x(746x923x375) | 2x(29,4x36,3x14,8) | 360 | 794 | 112308
NXP29505A0T0IWFA1A2000000 | 1525 | 1375 | 2500 |  | 2950 | 2681 | 1967 | 39,0/2,4/41,4 | 2xCH64 | 2x(746x923x375) | 2x(29,4x36,3x14,8) | 360 | 794 | 136059
NXP37105A0T0IWFA1A2000000 | 1925 | 1750 | 3000 |  | 3710 | 3372 | 2473 | 48,0/2,7/50,7 | 2xCH64 | 2x(746x923x375) | 2x(29,4x36,3x14,8) | 360 | 794 | 173532
NXP41405A0T0IWFA1A2000000 | 2150 | 1950 | 3500 |  | 4140 | 3763 | 2760 | 53,0/3,0/56,0 | 2xCH64 | 2x(746x923x375) | 2x(29,4x36,3x14,8) | 360 | 794 | 196347
VACON NXP 525-690 VAC, 6-pulse, Type Open / IP00 liquid-cooled, EMC Class N/T, with AC chokes
PRODUCT CODE | MOTOR |  |  |  | DRIVE OUTPUT |  |  | POWER LOSS | Frame | Dimensions |  | Weight |  | LIST
| **Motor shaft Power |  |  |  | Current |  |  |  | Size | WxHxD |  | [kg] | [lb] | PRICE
| 690 VAC | 690 VAC | 575 VAC | 575 VAC | Thermal | Rated | Rated | c/a/T*) |  | [mm] | [inches] | ***) |  | EUR
| ITH [kW] | IL [kW] | ITH [Hp] | IL [Hp] | ITH [A] | IL [A] | IH [A] | [kW]
NXP01706A0T0SWFA1A2000000 | 150 | 125 | 150 |  | 170 | 155 | 113 | 4.0/0.2/4.2 | CH61 | 246X658X374 | 9,7x25,9x14,7 | 55 | 121 | 14384
NXP02086A0T0SWFA1A2000000 | 175 | 150 | 175 |  | 208 | 189 | 139 | 4.8/0.3/5.1 | CH61 | 246X658X374 | 9,7x25,9x14,7 | 55 | 121 | 15531
NXP02616A0T0SWFA1A2000000 | 225 | 200 | 250 |  | 261 | 237 | 174 | 6.3/0.3/6.6 | CH61 | 246X658X374 | 9,7x25,9x14,7 | 55 | 121 | 20406
NXP03256A0T0SWFA1A2000000 | 275 | 250 | 300 |  | 325 | 295 | 217 | 7.2/0.4/7.6 | CH72 | 246x1076x372 | 9,7x42,4x14,6 | 90 | 198 | 22732
NXP03856A0T0SWFA1A2000000 | 350 | 300 | 350 |  | 385 | 350 | 257 | 8.5/0.5/9.0 | CH72 | 246x1076x372 | 9,7x42,4x14,6 | 90 | 198 | 27781
NXP04166A0T0SWFA1A2000000 | 375 | 325 | 400 |  | 416 | 378 | 277 | 9.1/0.5/9.6 | CH72 | 246x1076x372 | 9,7x42,4x14,6 | 90 | 198 | 29149
NXP04606A0T0SWFA1A2000000 | 400 | 350 | 450 |  | 460 | 418 | 307 | 10.0/0.5/10.5 | CH72 | 246x1076x372 | 9,7x42,4x14,6 | 90 | 198 | 31269
NXP05026A0T0SWFA1A2000000 | 450 | 400 | 500 |  | 502 | 456 | 335 | 11.2/0.6/11.8 | CH72 | 246x1076x372 | 9,7x42,4x14,6 | 90 | 198 | 33075
NXP05906A0T0SWFA1A2000000 | 525 | 475 | 500 |  | 590 | 536 | 393 | 12.4/0.7/13.1 | CH63 | 492X658X380 | 19,9x36,3x14,8 | 120 | 265 | 38506
NXP06506A0T0SWFA1A2000000 | 575 | 525 | 600 |  | 650 | 591 | 433 | 14.2/0.8/15.0 | CH63 | 492X658X380 | 19,9x36,3x14,8 | 120 | 265 | 43243
NXP07506A0T0SWFA1A2000000 | 675 | 600 | 700 |  | 750 | 682 | 500 | 16.4/0.9/17.3 | CH63 | 492X658X380 | 19,9x36,3x14,8 | 120 | 265 | 49064
NXP08206A0T0SWFA1A2000000 | 725 | 650 | 800 |  | 820 | 745 | 547 | 17.3/1.0/18.3 | CH74 | 746x1175x375 | 29,4x46,3x14,8 | 280 | 617 | 55026
NXP09206A0T0SWFA1A2000000 | 825 | 750 | 900 |  | 920 | 836 | 613 | 19.4/1.1/20.5 | CH74 | 746x1175x375 | 29,4x46,3x14,8 | 280 | 617 | 67234
NXP10306A0T0SWFA1A2000000 | 925 | 825 | 1000 |  | 1030 | 936 | 687 | 21.6/1.2/22.8 | CH74 | 746x1175x375 | 29,4x46,3x14,8 | 280 | 617 | 73975
NXP11806A0T0SWFA1A2000000 | 1050 | 950 | 100 |  | 1180 | 1073 | 787 | 25.0/1.3/26.3 | CH74 | 746x1175x375 | 29,4x46,3x14,8 | 280 | 617 | 84748
NXP13006A0T0SWFA1A2000000 | 1150 | 1050 | 1250 |  | 1300 | 1182 | 867 | 27.3/1.5/28.8 | CH74 | 746x1175x375 | 29,4x46,3x14,8 | 280 | 617 | 96642
NXP15006A0T0SWFA1A2000000 | 1350 | 1225 | 1500 |  | 1500 | 1364 | 1000 | 32.1/1.7/33.8 | CH74 | 746x1175x375 | 29,4x46,3x14,8 | 280 | 617 | 115290
NXP17006A0T0SWFA1A2000000 | 1500 | 1375 | 1500 |  | 1700 | 1545 | 1133 | 36.5/1.9/38.4 | CH74 | 746x1175x375 | 29,4x46,3x14,8 | 280 | 617 | 135889
NXP18506A0T0SWFA1A2000000 | 1650 | 1500 | 1750 |  | 1850 | 1682 | 1233 | 39.0/2.0/41.0 | 2xCH74 | 2x(746x1175x375) | 2x(29,4x46,3x14,8) | 560 | 1235 | 143475
NXP21206A0T0SWFA1A2000000 | 1900 | 1725 | 2000 |  | 2120 | 1927 | 1413 | 44.9/2.4/47.3 | 2xCH74 | 2x(746x1175x375) | 2x(29,4x46,3x14,8) | 560 | 1235 | 166017
NXP23406A0T0SWFA1A2000000 | 2100 | 1900 | 2250 |  | 2340 | 2127 | 1560 | 49.2/2.6/51.8 | 2xCH74 | 2x(746x1175x375) | 2x(29,4x46,3x14,8) | 560 | 1235 | 185012
NXP27006A0T0SWFA1A2000000 | 2400 | 2200 | 2500 |  | 2700 | 2455 | 1800 | 57.7/3.1/60.8 | 2xCH74 | 2x(746x1175x375) | 2x(29,4x46,3x14,8) | 560 | 1235 | 215515
NXP31006A0T0SWFA1A2000000 | 2750 | 2500 | 3000 |  | 3100 | 2818 | 2067 | 65.7/3.4/69.1 | 2xCH74 | 2x(746x1175x375) | 2x(29,4x46,3x14,8) | 560 | 1235 | 257341
VACON NXP 525-690 VAC, 12-pulse, Type Open / IP00 liquid-cooled, EMC Class N/T, with AC chokes
PRODUCT CODE | MOTOR |  |  |  | DRIVE OUTPUT |  |  | POWER LOSS | Frame | Dimensions |  | Weight |  | LIST
| **Motor shaft Power |  |  |  | Current |  |  |  | Size | WxHxD |  | [kg] | [lb] | PRICE
| 690 VAC | 690 VAC | 575 VAC | 575 VAC | Thermal | Rated | Rated | c/a/T*) |  | [mm] | [inches] | ***) |  | EUR
| ITH [kW] | IL [kW] | ITH [Hp] | IL [Hp] | ITH [A] | IL [A] | IH [A] | [kW]
NXP03256A0T0TWFA1A2000000 | 275 | 250 | 300 |  | 325 | 295 | 217 | 7.2/0.4/7.6 | CH72 | 246x1076x372 | 9,7x42,4x14,6 | 90 | 198 | 22732
NXP03856A0T0TWFA1A2000000 | 350 | 300 | 350 |  | 385 | 350 | 257 | 8.5/0.5/9.0 | CH72 | 246x1076x372 | 9,7x42,4x14,6 | 90 | 198 | 27781
NXP04166A0T0TWFA1A2000000 | 375 | 325 | 400 |  | 416 | 378 | 277 | 9.1/0.5/9.6 | CH72 | 246x1076x372 | 9,7x42,4x14,6 | 90 | 198 | 29149
NXP04606A0T0TWFA1A2000000 | 400 | 350 | 450 |  | 460 | 418 | 307 | 10.0/0.5/10.5 | CH72 | 246x1076x372 | 9,7x42,4x14,6 | 90 | 198 | 31269
NXP05026A0T0TWFA1A2000000 | 450 | 400 | 500 |  | 502 | 456 | 335 | 11.2/0.6/11.8 | CH72 | 246x1076x372 | 9,7x42,4x14,6 | 90 | 198 | 33075
NXP08206A0T0TWFA1A2000000 | 725 | 650 | 800 |  | 820 | 745 | 547 | 17.3/1.0/18.3 | CH74 | 746x1175x375 | 29,4x46,3x14,8 | 280 | 617 | 55025
NXP09206A0T0TWFA1A2000000 | 825 | 750 | 900 |  | 920 | 836 | 613 | 19.4/1.1/20.5 | CH74 | 746x1175x375 | 29,4x46,3x14,8 | 280 | 617 | 67233
NXP10306A0T0TWFA1A2000000 | 925 | 825 | 1000 |  | 1030 | 936 | 687 | 21.6/1.2/22.8 | CH74 | 746x1175x375 | 29,4x46,3x14,8 | 280 | 617 | 73975
NXP11806A0T0TWFA1A2000000 | 1050 | 950 | 100 |  | 1180 | 1073 | 787 | 25.0/1.3/26.3 | CH74 | 746x1175x375 | 29,4x46,3x14,8 | 280 | 617 | 84747
NXP13006A0T0TWFA1A2000000 | 1150 | 1050 | 1250 |  | 1300 | 1182 | 867 | 27.3/1.5/28.8 | CH74 | 746x1175x375 | 29,4x46,3x14,8 | 280 | 617 | 96642
NXP15006A0T0TWFA1A2000000 | 1350 | 1225 | 1500 |  | 1500 | 1364 | 1000 | 32.1/1.7/33.8 | CH74 | 746x1175x375 | 29,4x46,3x14,8 | 280 | 617 | 115290
NXP17006A0T0TWFA1A2000000 | 1500 | 1375 | 1500 |  | 1700 | 1545 | 1133 | 36.5/1.9/38.4 | CH74 | 746x1175x375 | 29,4x46,3x14,8 | 280 | 617 | 135888
NXP18506A0T0TWFA1A2000000 | 1650 | 1500 | 1750 |  | 1850 | 1682 | 1233 | 39.0/2.0/41.0 | 2xCH74 | 2x(746x1175x375) | 2x(29,4x46,3x14,8) | 560 | 1235 | 143475
NXP21206A0T0TWFA1A2000000 | 1900 | 1725 | 2000 |  | 2120 | 1927 | 1413 | 44.9/2.4/47.3 | 2xCH74 | 2x(746x1175x375) | 2x(29,4x46,3x14,8) | 560 | 1235 | 166016
NXP23406A0T0TWFA1A2000000 | 2100 | 1900 | 2250 |  | 2340 | 2127 | 1560 | 49.2/2.6/51.8 | 2xCH74 | 2x(746x1175x375) | 2x(29,4x46,3x14,8) | 560 | 1235 | 185012
NXP27006A0T0TWFA1A2000000 | 2400 | 2200 | 2500 |  | 2700 | 2455 | 1800 | 57.7/3.1/60.8 | 2xCH74 | 2x(746x1175x375) | 2x(29,4x46,3x14,8) | 560 | 1235 | 215515
NXP31006A0T0TWFA1A2000000 | 2750 | 2500 | 3000 |  | 3100 | 2818 | 2067 | 65.7/3.4/69.1 | 2xCH74 | 2x(746x1175x375) | 2x(29,4x46,3x14,8) | 560 | 1235 | 257340
VACON NXP 640-1100 VDC, Type Open / IP00 liquid-cooled Inverter unit, EMC Class T
PRODUCT CODE | MOTOR |  |  |  | DRIVE OUTPUT |  |  | POWER LOSS | Frame | Dimensions |  | Weight |  | LIST
| **Motor shaft Power |  |  |  | Current |  |  |  | Size | WxHxD |  | [kg] | [lb] | PRICE
| 930 VDC | 930 VDC | 775 VDC | 775 VDC | Thermal | Rated | Rated | c/a/T*) |  | [mm] | [inches] | ***) |  | EUR
| ITH [kW] | IL [kW] | ITH [Hp] | IL [Hp] | ITH [A] | IL [A] | IH [A] | [kW]
NXP01706A0T0IWFA1A2000000 | 150 | 125 | 150 |  | 170 | 155 | 113 | 3.6/0.2/3.8 | CH61 | 246X658X374 | 9,7x25,9x14,7 | 55 | 121 | 12945
NXP02086A0T0IWFA1A2000000 | 175 | 150 | 175 |  | 208 | 189 | 139 | 4.3/0.3/4.6 | CH61 | 246X658X374 | 9,7x25,9x14,7 | 55 | 121 | 13977
NXP02616A0T0IWFA1A2000000 | 225 | 200 | 250 |  | 261 | 237 | 174 | 5.4/0.3/5.7 | CH61 | 246X658X374 | 9,7x25,9x14,7 | 55 | 121 | 18365
NXP03256A0T0IWFA1A2000000 | 275 | 250 | 300 |  | 325 | 295 | 217 | 6.5/0.3/6.8 | CH62 | 246X658X374 | 9,7x25,9x14,7 | 55 | 121 | 20459
NXP03856A0T0IWFA1A2000000 | 350 | 300 | 350 |  | 385 | 350 | 257 | 7.5/0.4/7.9 | CH62 | 246X658X374 | 9,7x25,9x14,7 | 55 | 121 | 25003
NXP04166A0T0IWFA1A2000000 | 375 | 325 | 400 |  | 416 | 378 | 277 | 8.0/0.4/8.4 | CH62 | 246X658X374 | 9,7x25,9x14,7 | 55 | 121 | 26234
NXP04606A0T0IWFA1A2000000 | 400 | 350 | 450 |  | 460 | 418 | 307 | 8.7/0.4/9.1 | CH62 | 246X658X374 | 9,7x25,9x14,7 | 55 | 121 | 28143
NXP05026A0T0IWFA1A2000000 | 450 | 400 | 500 |  | 502 | 456 | 335 | 9.8/0.5/10.3 | CH62 | 246X658X374 | 9,7x25,9x14,7 | 55 | 121 | 29767
NXP05906A0T0IWFA1A2000000 | 525 | 475 | 500 |  | 590 | 536 | 393 | 10.9/0.6/11.5 | CH63 | 505x923x375 | 19,9x36,3x14,8 | 120 | 265 | 34655
NXP06506A0T0IWFA1A2000000 | 575 | 525 | 600 |  | 650 | 591 | 433 | 12.4/0.7/13.1 | CH63 | 505x923x375 | 19,9x36,3x14,8 | 120 | 265 | 38919
NXP07506A0T0IWFA1A2000000 | 675 | 600 | 700 |  | 750 | 682 | 500 | 14.4/0.8/15.2 | CH63 | 505x923x375 | 19,9x36,3x14,8 | 120 | 265 | 44159
NXP08206A0T0IWFA1A2000000 | 725 | 650 | 800 |  | 820 | 745 | 547 | 15.4/0.8/16.2 | CH64 | 746x923x375 | 29,4x36,3x14,8 | 180 | 397 | 49523
NXP09206A0T0IWFA1A2000000 | 825 | 750 | 900 |  | 920 | 836 | 613 | 17.2/0.9/18.1 | CH64 | 746x923x375 | 29,4x36,3x14,8 | 180 | 397 | 60510
NXP10306A0T0IWFA1A2000000 | 925 | 825 | 1000 |  | 1030 | 936 | 687 | 19.0/1.0/20.0 | CH64 | 746x923x375 | 29,4x36,3x14,8 | 180 | 397 | 66577
NXP11806A0T0IWFA1A2000000 | 1050 | 950 | 100 |  | 1180 | 1073 | 787 | 21.0/1.1/22.1 | CH64 | 746x923x375 | 29,4x36,3x14,8 | 180 | 397 | 76273
NXP13006A0T0IWFA1A2000000 | 1150 | 1050 | 1250 |  | 1300 | 1182 | 867 | 24.0/1.3/25.3 | CH64 | 746x923x375 | 29,4x36,3x14,8 | 180 | 397 | 86978
NXP15006A0T0IWFA1A2000000 | 1350 | 1225 | 1500 |  | 1500 | 1364 | 1000 | 28.0/1.5/29.5 | CH64 | 746x923x375 | 29,4x36,3x14,8 | 180 | 397 | 103761
NXP17006A0T0IWFA1A2000000 | 1500 | 1375 | 1500 |  | 1700 | 1545.4545 | 1133.3333 | 32.1/1.7/33.8 | CH64 | 746x923x375 | 29,4x36,3x14,8 | 180 | 397 | 122299
NXP18506A0T0IWFA1A2000000 | 1650 | 1500 | 1750 |  | 1850 | 1681.8182 | 1233.3333 | 34.2/1.8/36.0 | 2xCH64 | 2x(746x923x375) | 2x(29,4x36,3x14,8) | 360 | 794 | 129128
NXP21206A0T0IWFA1A2000000 | 1900 | 1725 | 2000 |  | 2120 | 1927.2727 | 1413.3333 | 37.8/2.0/39.8 | 2xCH64 | 2x(746x923x375) | 2x(29,4x36,3x14,8) | 360 | 794 | 149415
NXP23406A0T0IWFA1A2000000 | 2100 | 1900 | 2250 |  | 2340 | 2127.2727 | 1560 | 43.2/2.3/45.5 | 2xCH64 | 2x(746x923x375) | 2x(29,4x36,3x14,8) | 360 | 794 | 166510
NXP27006A0T0IWFA1A2000000 | 2400 | 2200 | 2500 |  | 2700 | 2454.5455 | 1800 | 50.4/2.7/53.1 | 2xCH64 | 2x(746x923x375) | 2x(29,4x36,3x14,8) | 360 | 794 | 193963
NXP31006A0T0IWFA1A2000000 | 2750 | 2500 | 3000 |  | 3100 | 2818.1818 | 2066.6667 | 57.7/3.1/60.8 | 2xCH64 | 2x(746x923x375) | 2x(29,4x36,3x14,8) | 360 | 794 | 231607
Vacon NXB 465-800 VDC, Type Open / IP00, liquid-cooled BCU (Brake chopper unit), EMC Class T
PRODUCT CODE | Electrical braking power |  |  |  | DRIVE OUTPUT | Minimum resistance |  | POWER LOSS | Frame | Dimensions |  | Weight |  | LIST
[5 empty] | Current | (per resistor) |  |  | Size | WxHxD |  | [kg] | [lb] | PRICE
| 600 VDC |  | 800 VDC |  | Thermal | 600 VDC | 800 VDC | c/a/T*) |  | [mm] | [inches] | ***) |  | EUR
| [kW] |  | [kW] |  | ITH [A] | [Ohm] | [Ohm] | [kW]
NXB00315A0T08WSA1A2000000 | 37 |  | 49 |  | 2x 31 | 19.5 | 25.7 | 0,7/0,2/0,9 | CH3 | 160x431x246 | 6,3x17x9,7 | 15 | 33 | 2047
NXB00615A0T08WSA1A2000000 | 73 |  | 97 |  | 2x 61 | 9.9 | 13.1 | 1,3/0,3/1,5 | CH3 | 160x431x246 | 6,3x17x9,7 | 15 | 33 | 2937
NXB00875A0T08WSA1A2000000 | 105 |  | 138 |  | 2x 87 | 7 | 9.2 | 1,5/0,3/1,8 | CH4 | 193x493x258 | 7,6x19,4x10,2 | 22 | 49 | 3770
NXB01055A0T08WSA1A2000000 | 127 |  | 167 |  | 2x 105 | 5.8 | 7.6 | 1,8/0,3/2,1 | CH4 | 193x493x258 | 7,6x19,4x10,2 | 22 | 49 | 4007
NXB01405A0T08WSA1A2000000 | 169 |  | 223 |  | 2x 140 | 4.3 | 5.7 | 2,3/0,3/2,6 | CH4 | 193x493x258 | 7,6x19,4x10,2 | 22 | 49 | 5069
NXB01685A0T08WSA1A2000000 | 203 |  | 267 |  | 2x 168 | 3.6 | 4.7 | 2,5/0,3/2,8 | CH5 | 246x553x264 | 9,7x21,8x10,4 | 40 | 88 | 5523
NXB02055A0T08WSA1A2000000 | 248 |  | 326 |  | 2x 205 | 3 | 3.9 | 3,0/0,4/3,4 | CH5 | 246x553x264 | 9,7x21,8x10,4 | 40 | 88 | 6451
NXB02615A0T08WSA1A2000000 | 316 |  | 415 |  | 2x 261 | 2.3 | 3.1 | 4,0/0,4/4,4 | CH5 | 246x553x264 | 9,7x21,8x10,4 | 40 | 88 | 7796
NXB03005A0T08WFA1A2000000 | 363 |  | 477 |  | 2x 300 | 2 | 2.7 | 4,5/0,4/4,9 | CH61 | 246x658x374 | 9,7x25,9x14,7 | 55 | 121 | 8117
NXB03855A0T08WFA1A2000000 | 466 |  | 613 |  | 2x 385 | 1.6 | 2.1 | 5,5/0,5/6,0 | CH61 | 246x658x374 | 9,7x25,9x14,7 | 55 | 121 | 10007
NXB04605A0T08WFA1A2000000 | 556 |  | 732 |  | 2x 460 | 1.3 | 1.7 | 5,5/0,5/6,0 | CH62 | 246x658x374 | 9,7x25,9x14,7 | 55 | 121 | 11801
NXB05205A0T08WFA1A2000000 | 629 |  | 828 |  | 2x 520 | 1.2 | 1.5 | 6,5/0,5/7,0 | CH62 | 246x658x374 | 9,7x25,9x14,7 | 55 | 121 | 12966
NXB05905A0T08WFA1A2000000 | 714 |  | 939 |  | 2x 590 | 1.1 | 1.4 | 7,5/0,6/8,1 | CH62 | 246x658x374 | 9,7x25,9x14,7 | 55 | 121 | 14181
NXB06505A0T08WFA1A2000000 | 786 |  | 1035 |  | 2x 650 | 1 | 1.2 | 8,5/0,6/9,1 | CH62 | 246x658x374 | 9,7x25,9x14,7 | 55 | 121 | 15096
NXB07305A0T08WFA1A2000000 | 883 |  | 1162 |  | 2x 730 | 0.9 | 1.1 | 10,0/0,7/10,7 | CH62 | 246x658x374 | 9,7x25,9x14,7 | 55 | 121 | 16494
Vacon NXB 640-1100 VDC, Type Open / IP00, liquid-cooled BCU (Brake chopper unit), EMC Class T
PRODUCT CODE | Electrical braking power |  |  |  | DRIVE OUTPUT | Minimum resistance |  | POWER LOSS | Frame | Dimensions |  | Weight |  | LIST
[5 empty] | Current | (per resistor) |  |  | Size | WxHxD |  | [kg] | [lb] | PRICE
| 840 VDC |  | 1100 VDC |  | Thermal | 840 VDC | 1100 VDC | c/a/T*) |  | [mm] | [inches] | ***) |  | EUR
| [kW] |  | [kW] |  | ITH [A] | [Ohm] | [Ohm] | [kW]
NXB01706A0T08WFA1A2000000 | 282 |  | 372 |  | 2x 170 | 4.9 | 6.5 | 3.6/0.2/3.8 | CH61 | 246X658X374 | 9,7x25,9x14,7 | 55 | 121 | 9061
NXB02086A0T08WFA1A2000000 | 346 |  | 456 |  | 2x 208 | 4 | 5.3 | 4.3/0.3/4.6 | CH61 | 246X658X374 | 9,7x25,9x14,7 | 55 | 121 | 9784
NXB02616A0T08WFA1A2000000 | 435 |  | 572 |  | 2x 261 | 3.2 | 4.2 | 5.4/0.3/5.7 | CH61 | 246X658X374 | 9,7x25,9x14,7 | 55 | 121 | 12855
NXB03256A0T08WFA1A2000000 | 542 |  | 713 |  | 2x 325 | 2.6 | 3.4 | 6.5/0.3/6.8 | CH62 | 246X658X374 | 9,7x25,9x14,7 | 55 | 121 | 14321
NXB03856A0T08WFA1A2000000 | 643 |  | 845 |  | 2x 385 | 2.2 | 2.9 | 7.5/0.4/7.9 | CH62 | 246X658X374 | 9,7x25,9x14,7 | 55 | 121 | 17503
NXB04166A0T08WFA1A2000000 | 693 |  | 913 |  | 2x 416 | 2 | 2.6 | 8.0/0.4/8.4 | CH62 | 246X658X374 | 9,7x25,9x14,7 | 55 | 121 | 18364
NXB04606A0T08WFA1A2000000 | 767 |  | 1010 |  | 2x 460 | 1.8 | 2.4 | 8.7/0.4/9.1 | CH62 | 246X658X374 | 9,7x25,9x14,7 | 55 | 121 | 19699
NXB05026A0T08WFA1A2000000 | 838 |  | 1100 |  | 2x 502 | 1.7 | 2.2 | 9.8/0.5/10.3 | CH62 | 246X658X374 | 9,7x25,9x14,7 | 55 | 121 | 20837
VACON NXN 400-500 VAC, 12-pulse, Type Open / IP00 Liquid cooled Non-regenerative Front End, EMC Class T, with/without AC chokes
PRODUCT CODE | DC POWER |  |  |  | AC CURRENT |  |  | POWER LOSS | Frame | Dimensions |  | Weight |  | LIST
[9 empty] | Size | WxHxD |  | [kg] | [lb] | PRICE
| 400 VAC | 400 VAC | 500 VAC | 500 VAC | Thermal | Rated | Rated | c/a/T*) |  | [mm] | [inches] | ***) |  | EUR
| ITH [kW] | IL [kW] | ITH [kW] | IL [kW] | ITH [A] | IL [A] | IH [A] | [kW]
NXN20006‐A0T0UWV‐A1A2BHB100 (*1) | 1282 | 1165 | 1605 | 1458 | 2000 | 1818 | 1333 | 5,7/0,4/6,2 | CH60 | 246x673x374 | 9,7x26,5x14,7 | 55 | 122 | 19637
NXN20006‐A0T0TWV‐A1A2BHB100 (*2) | 1282 | 1165 | 1605 | 1458 | 2000 | 1818 | 1333 | 5,7/0,4/6,2 | CH60 | 246x673x374 | 9,7x26,5x14,7 | 55 | 122 | 24670
NXN20006‐A0T0WWV‐A1A2BHB100 (*3) | 1282 | 1165 | 1605 | 1458 | 2000 | 1818 | 1333 | 5,7/0,4/6,2 | CH60 | 246x673x374 | 9,7x26,5x14,7 | 55 | 122 | 26875
VACON NXN 525-690 VAC, 12-pulse, Type Open / IP00 Liquid cooled Non-regenerative Front End, EMC Class T, with/without AC chokes
PRODUCT CODE | DC POWER |  |  |  | AC CURRENT |  |  | POWER LOSS | Frame | Dimensions |  | Weight |  | LIST
[9 empty] | Size | WxHxD |  | [kg] | [lb] | PRICE
| 525 VAC | 525 VAC | 690 VAC | 690 VAC | Thermal | Rated | Rated | c/a/T*) |  | [mm] | [inches] | ***) |  | EUR
| ITH [kW] | IL [kW] | ITH [kW] | IL [kW] | ITH [A] | IL [A] | IH [A] | [kW]
NXN20006‐A0T0UWV‐A1A2BHB100 (*1) | 1685 | 1531 | 2336 | 2014 | 2000 | 1818 | 1333 | 5,7/0,4/6,2 | CH60 | 246x673x374 | 9,7x26,5x14,7 | 55 | 122 | 19637
NXN20006‐A0T0TWV‐A1A2BHB100 (*2) | 1685 | 1531 | 2336 | 2014 | 2000 | 1818 | 1333 | 5,7/0,4/6,2 | CH60 | 246x673x374 | 9,7x26,5x14,7 | 55 | 122 | 24670
NXN20006‐A0T0WWV‐A1A2BHB100 (*3) | 1685 | 1531 | 2336 | 2014 | 2000 | 1818 | 1333 | 5,7/0,4/6,2 | CH60 | 246x673x374 | 9,7x26,5x14,7 | 55 | 122 | 26875
Vacon NXA 465-800 VDC, Type Open / IP00, liquid-cooled AFE (Active front-end), EMC Class T
PRODUCT CODE | DC POWER |  |  |  | AC CURRENT |  |  | POWER LOSS | Frame | Dimensions |  | Weight |  | LIST
[9 empty] | Size | WxHxD |  | [kg] | [lb] | PRICE
| 400VAC | 400VAC | 500VAC | 500VAC | Thermal | Rated | Rated | c/a/T*) |  | [mm] | [inches] | ***) |  | EUR
| ITH [kW] | IL [kW] | ITH [kW] | IL [kW] | ITH [A] | IL [A] | IH [A] | [kW]
NXA01685A0T02WSA1A2000000 | 113 | 103 | 142 | 129 | 168 | 153 | 112 | 2,5/0,3/2,8 | CH5 | 246x553x264 | 9,7x21,8x10,4 | 40 | 88 | 7013
NXA02055A0T02WSA1A2000000 | 138 | 125 | 173 | 157 | 205 | 186 | 137 | 3,0/0,4/3,4 | CH5 | 246x553x264 | 9,7x21,8x10,4 | 40 | 88 | 8191
NXA02615A0T02WSA1A2000000 | 176 | 160 | 220 | 200 | 261 | 237 | 174 | 4,0/0,4/4,4 | CH5 | 246x553x264 | 9,7x21,8x10,4 | 40 | 88 | 9900
NXA03005A0T02WFA1A2000000 | 202 | 184 | 253 | 230 | 300 | 273 | 200 | 4,5/0,4/4,9 | CH61 | 246x553x232 | 9,7x25,9x14,7 | 55 | 121 | 10307
NXA03855A0T02WFA1A2000000 | 259 | 236 | 324 | 295 | 385 | 350 | 257 | 5,5/0,5/6,0 | CH61 | 246x658x374 | 9,7x25,9x14,7 | 55 | 121 | 12708
NXA04605A0T02WFA1A2000000 | 310 | 282 | 388 | 352 | 460 | 418 | 307 | 5,5/0,5/6,0 | CH62 | 246x658x374 | 9,7x25,9x14,7 | 55 | 121 | 14985
NXA05205A0T02WFA1A2000000 | 350 | 319 | 438 | 398 | 520 | 473 | 347 | 6,5/0,5/7,0 | CH62 | 246x658x374 | 9,7x25,9x14,7 | 55 | 121 | 16465
NXA05905A0T02WFA1A2000000 | 398 | 361 | 497 | 452 | 590 | 536 | 393 | 7,5/0,6/8,1 | CH62 | 246x658x374 | 9,7x25,9x14,7 | 55 | 121 | 18007
NXA06505A0T02WFA1A2000000 | 438 | 398 | 548 | 498 | 650 | 591 | 433 | 8,5/0,6/9,1 | CH62 | 246x658x374 | 9,7x25,9x14,7 | 55 | 121 | 19169
NXA07305A0T02WFA1A2000000 | 492 | 448 | 615 | 559 | 730 | 664 | 487 | 10,0/0,7/10,7 | CH62 | 246x658x374 | 9,7x25,9x14,7 | 55 | 121 | 20945
NXA08205A0T02WFA1A2000000 | 553 | 502 | 691 | 628 | 820 | 745 | 547 | 12,5/0,8/13,3 | CH63 | 505x923x375 | 19,9x36,3x14,8 | 120 | 265 | 24386
NXA09205A0T02WFA1A2000000 | 620 | 563 | 775 | 704 | 920 | 836 | 613 | 14,4/0,9/15,3 | CH63 | 505x923x375 | 19,9x36,3x14,8 | 120 | 265 | 28412
NXA10305A0T02WFA1A2000000 | 694 | 631 | 868 | 789 | 1030 | 936 | 687 | 16,5/1,0/17,5 | CH63 | 505x923x375 | 19,9x36,3x14,8 | 120 | 265 | 31543
NXA11505A0T02WFA1A2000000 | 775 | 704 | 969 | 880 | 1150 | 1045 | 767 | 18,4/1,1/19,5 | CH63 | 505x923x375 | 19,9x36,3x14,8 | 120 | 265 | 34624
NXA13705A0T02WFA1A2000000 | 923 | 839 | 1154 | 1049 | 1370 | 1245 | 913 | 15,5/1,0/16,5 | CH64 | 746x923x375 | 29,4x36,3x14,8 | 180 | 397 | 47816
NXA16405A0T02WFA1A2000000 | 1105 | 1005 | 1382 | 1256 | 1640 | 1491 | 1093 | 19,5/1,2/20,7 | CH64 | 746x923x375 | 29,4x36,3x14,8 | 180 | 397 | 57240
NXA20605A0T02WFA1A2000000 | 1388 | 1262 | 1736 | 1578 | 2060 | 1873 | 1373 | 26,5/1,5/28,0 | CH64 | 746x923x375 | 29,4x36,3x14,8 | 180 | 397 | 73783
NXA23005A0T02WFA1A2000000 | 1550 | 1409 | 1938 | 1762 | 2300 | 2091 | 1533 | 29,6/1,7/31,3 | CH64 | 746x923x375 | 29,4x36,3x14,8 | 180 | 397 | 88190
Vacon NXA 640-1100 VDC, Type Open / IP00, liquid-cooled AFE (Active front-end), EMC Class T
PRODUCT CODE | DC POWER |  |  |  | AC CURRENT |  |  | POWER LOSS | Frame | Dimensions |  | Weight |  | LIST
[5 empty] | Current |  |  |  | Size | WxHxD |  | [kg] | [lb] | PRICE
| 525VAC | 525VAC | 690VAC | 690VAC | Thermal | Rated | Rated | c/a/T*) |  | [mm] | [inches] | ***) |  | EUR
| ITH [kW] | IL [kW] | ITH [kW] | IL [kW] | ITH [A] | IL [A] | IH [A] | [kW]
NXA01706A0T02WFA1A2000000 | 150 | 137 | 198 | 180 | 170 | 155 | 113 | 3.6/0.2/3.8 | CH61 | 246X658X374 | 9,7x25,9x14,7 | 55 | 121 | 11507
NXA02086A0T02WFA1A2000000 | 184 | 167 | 242 | 220 | 208 | 189 | 139 | 4.3/0.3/4.6 | CH61 | 246X658X374 | 9,7x25,9x14,7 | 55 | 121 | 12424
NXA02616A0T02WFA1A2000000 | 231 | 210 | 303 | 276 | 261 | 237 | 174 | 5.4/0.3/5.7 | CH61 | 246X658X374 | 9,7x25,9x14,7 | 55 | 121 | 16325
NXA03256A0T02WFA1A2000000 | 287 | 261 | 378 | 343 | 325 | 295 | 217 | 6.5/0.3/6.8 | CH62 | 246X658X374 | 9,7x25,9x14,7 | 55 | 121 | 18185
NXA03856A0T02WFA1A2000000 | 341 | 310 | 448 | 407 | 385 | 350 | 257 | 7.5/0.4/7.9 | CH62 | 246X658X374 | 9,7x25,9x14,7 | 55 | 121 | 22225
NXA04166A0T02WFA1A2000000 | 368 | 334 | 484 | 439 | 416 | 378 | 277 | 8.0/0.4/8.4 | CH62 | 246X658X374 | 9,7x25,9x14,7 | 55 | 121 | 23319
NXA04606A0T02WFA1A2000000 | 407 | 370 | 535 | 486 | 460 | 418 | 307 | 8.7/0.4/9.1 | CH62 | 246X658X374 | 9,7x25,9x14,7 | 55 | 121 | 25015
NXA05026A0T02WFA1A2000000 | 444 | 403 | 584 | 530 | 502 | 456 | 335 | 9.8/0.5/10.3 | CH62 | 246X658X374 | 9,7x25,9x14,7 | 55 | 121 | 26459
NXA05906A0T02WFA1A2000000 | 522 | 474 | 686 | 623 | 590 | 536 | 393 | 10.9/0.6/11.5 | CH63 | 505x923x375 | 19,9x36,3x14,8 | 120 | 265 | 30804
NXA06506A0T02WFA1A2000000 | 575 | 523 | 756 | 687 | 650 | 591 | 433 | 12.4/0.7/13.1 | CH63 | 505x923x375 | 19,9x36,3x14,8 | 120 | 265 | 34595
NXA07506A0T02WFA1A2000000 | 663 | 603 | 872 | 793 | 750 | 682 | 500 | 14.4/0.8/15.2 | CH63 | 505x923x375 | 19,9x36,3x14,8 | 120 | 265 | 39252
NXA08206A0T02WFA1A2000000 | 725 | 659 | 953 | 866 | 820 | 745 | 547 | 15.4/0.8/16.2 | CH64 | 746x923x375 | 29,4x36,3x14,8 | 180 | 397 | 44020
NXA09206A0T02WFA1A2000000 | 814 | 740 | 1070 | 972 | 920 | 836 | 613 | 17.2/0.9/18.1 | CH64 | 746x923x375 | 29,4x36,3x14,8 | 180 | 397 | 53787
NXA10306A0T02WFA1A2000000 | 911 | 828 | 1197 | 1088 | 1030 | 936 | 687 | 19.0/1.0/20.0 | CH64 | 746x923x375 | 29,4x36,3x14,8 | 180 | 397 | 59179
NXA11806A0T02WFA1A2000000 | 1044 | 949 | 1372 | 1247 | 1180 | 1073 | 787 | 21.0/1.1/22.1 | CH64 | 746x923x375 | 29,4x36,3x14,8 | 180 | 397 | 67798
NXA13006A0T02WFA1A2000000 | 1150 | 1046 | 1511 | 1374 | 1300 | 1182 | 867 | 24.0/1.3/25.3 | CH64 | 746x923x375 | 29,4x36,3x14,8 | 180 | 397 | 77313
NXA15006A0T02WFA1A2000000 | 1327 | 1207 | 1744 | 1586 | 1500 | 1364 | 1000 | 28.0/1.5/29.5 | CH64 | 746x923x375 | 29,4x36,3x14,8 | 180 | 397 | 92232
NXA17006A0T02WFA1A2000000 | 1504 | 1367 | 1976 | 1796 | 1700 | 1545 | 1133 | 32.1/1.7/33.8 | CH64 | 746x923x375 | 29,4x36,3x14,8 | 180 | 397 | 108710
VACON NXP 640-1200 VDC, NEMA Open / IP00 liquid-cooled Inverter unit, EMC Class T
PRODUCT CODE | MOTOR |  |  |  | DRIVE OUTPUT |  |  | POWER LOSS | Frame | Dimensions |  | Weight |  | LIST
| **Motor shaft P |  |  |  | Current |  |  |  | Size | WxHxD |  | [kg] | [lb] | PRICE
| 930 VDC | 930 VDC | 775 VDC | 775 VDC | Thermal | Rated | Rated | c/a/T*) |  | [mm] | [inches] | ***) |  | EUR
| ITH [kW] | IL [kW] | ITH [Hp] | IL [Hp] | ITH [A] | IL [A] | IH [A] | [kW]
NXP01708A0T0IWFA1A2000000 | 150 | 125 | 150 |  | 170 | 155 | 113 | 3.6/0.2/3.8 | CH61 | 246X658X374 | 9,7x25,9x14,7 | 55 | 121 | 14461
NXP02088A0T0IWFA1A2000000 | 175 | 150 | 175 |  | 208 | 189 | 139 | 4.3/0.3/4.6 | CH61 | 246X658X374 | 9,7x25,9x14,7 | 55 | 121 | 15614
NXP02618A0T0IWFA1A2000000 | 225 | 200 | 250 |  | 261 | 237 | 174 | 5.4/0.3/5.7 | CH61 | 246X658X374 | 9,7x25,9x14,7 | 55 | 121 | 20517
NXP03258A0T0IWFA1A2000000 | 275 | 250 | 300 |  | 325 | 295 | 217 | 6.5/0.3/6.8 | CH62 | 246X658X374 | 9,7x25,9x14,7 | 55 | 121 | 22789
NXP03858A0T0IWFA1A2000000 | 350 | 300 | 350 |  | 385 | 350 | 257 | 7.5/0.4/7.9 | CH62 | 246X658X374 | 9,7x25,9x14,7 | 55 | 121 | 27851
NXP04168A0T0IWFA1A2000000 | 375 | 325 | 400 |  | 416 | 378 | 277 | 8.0/0.4/8.4 | CH62 | 246X658X374 | 9,7x25,9x14,7 | 55 | 121 | 29221
NXP04608A0T0IWFA1A2000000 | 400 | 350 | 450 |  | 460 | 418 | 307 | 8.7/0.4/9.1 | CH62 | 246X658X374 | 9,7x25,9x14,7 | 55 | 121 | 31347
NXP05028A0T0IWFA1A2000000 | 450 | 400 | 500 |  | 502 | 456 | 335 | 9.8/0.5/10.3 | CH62 | 246X658X374 | 9,7x25,9x14,7 | 55 | 121 | 33157
NXP05908A0T0IWFA1A2000000 | 525 | 475 | 500 |  | 590 | 536 | 393 | 10.9/0.6/11.5 | CH63 | 505x923x375 | 19,9x36,3x14,8 | 120 | 265 | 38709
NXP06508A0T0IWFA1A2000000 | 575 | 525 | 600 |  | 650 | 591 | 433 | 12.4/0.7/13.1 | CH63 | 505x923x375 | 19,9x36,3x14,8 | 120 | 265 | 43471
NXP07508A0T0IWFA1A2000000 | 675 | 600 | 700 |  | 750 | 682 | 500 | 14.4/0.8/15.2 | CH63 | 505x923x375 | 19,9x36,3x14,8 | 120 | 265 | 49324
NXP08208A0T0IWFA1A2000000 | 725 | 650 | 800 |  | 820 | 745 | 547 | 15.4/0.8/16.2 | CH64 | 746x923x375 | 29,4x36,3x14,8 | 180 | 397 | 55273
NXP09208A0T0IWFA1A2000000 | 825 | 750 | 900 |  | 920 | 836 | 613 | 17.2/0.9/18.1 | CH64 | 746x923x375 | 29,4x36,3x14,8 | 180 | 397 | 67535
NXP10308A0T0IWFA1A2000000 | 925 | 825 | 1000 |  | 1030 | 936 | 687 | 19.0/1.0/20.0 | CH64 | 746x923x375 | 29,4x36,3x14,8 | 180 | 397 | 74307
NXP11808A0T0IWFA1A2000000 | 1050 | 950 | 100 |  | 1180 | 1073 | 787 | 21.0/1.1/22.1 | CH64 | 746x923x375 | 29,4x36,3x14,8 | 180 | 397 | 85129
NXP13008A0T0IWFA1A2000000 | 1150 | 1050 | 1250 |  | 1300 | 1182 | 867 | 24.0/1.3/25.3 | CH64 | 746x923x375 | 29,4x36,3x14,8 | 180 | 397 | 97077
NXP15008A0T0IWFA1A2000000 | 1350 | 1225 | 1500 |  | 1500 | 1364 | 1000 | 28.0/1.5/29.5 | CH64 | 746x923x375 | 29,4x36,3x14,8 | 180 | 397 | 115809
NXP17008A0T0IWFA1A2000000 | 1500 | 1375 | 1500 |  | 1700 | 1545.4545 | 1133.3333 | 32.1/1.7/33.8 | CH64 | 746x923x375 | 29,4x36,3x14,8 | 180 | 397 | 136361
NXP18508A0T0IWFA1A2000000 | 1650 | 1500 | 1750 |  | 1850 | 1681.8182 | 1233.3333 | 34.2/1.8/36.0 | 2xCH64 | 2x(746x923x375) | 2x(29,4x36,3x14,8) | 360 | 794 | 144139
NXP21208A0T0IWFA1A2000000 | 1900 | 1725 | 2000 |  | 2120 | 1927.2727 | 1413.3333 | 37.8/2.0/39.8 | 2xCH64 | 2x(746x923x375) | 2x(29,4x36,3x14,8) | 360 | 794 | 166784
NXP23408A0T0IWFA1A2000000 | 2100 | 1900 | 2250 |  | 2340 | 2127.2727 | 1560 | 43.2/2.3/45.5 | 2xCH64 | 2x(746x923x375) | 2x(29,4x36,3x14,8) | 360 | 794 | 185867
NXP27008A0T0IWFA1A2000000 | 2400 | 2200 | 2500 |  | 2700 | 2454.5455 | 1800 | 50.4/2.7/53.1 | 2xCH64 | 2x(746x923x375) | 2x(29,4x36,3x14,8) | 360 | 794 | 216512
NXP31008A0T0IWFA1A2000000 | 2750 | 2500 | 3000 |  | 3100 | 2818.1818 | 2066.6667 | 57.7/3.1/60.8 | 2xCH64 | 2x(746x923x375) | 2x(29,4x36,3x14,8) | 360 | 794 | 258265
Vacon NXB 640-1136 VDC, IP00, EMC level T, liquid-cooled BCU (Brake chopper unit)
PRODUCT CODE | Electrical braking power |  |  |  | DRIVE OUTPUT | Minimum resistance |  | POWER LOSS | Frame | Dimensions |  | Weight |  | LIST
[5 empty] | Current | (per resistor) |  |  | Size | WxHxD |  | [kg] | [lb] | PRICE
| 840 VDC |  | 1100 VDC |  | Thermal | 840 VDC | 1100 VDC | c/a/T*) |  | [mm] | [inches] | ***) |  | EUR
| [kW] |  | [kW] |  | ITH [A] | [Ohm] | [Ohm] | [kW]
NXB01708A0T08WFA1A2000000 | 282 |  | 372 |  | 2x 170 | 4.9 | 6.5 | 3.6/0.2/3.8 | CH61 | 246X658X374 | 9,7x25,9x14,7 | 55 | 121 | 10123
NXB02088A0T08WFA1A2000000 | 346 |  | 456 |  | 2x 208 | 4 | 5.3 | 4.3/0.3/4.6 | CH61 | 246X658X374 | 9,7x25,9x14,7 | 55 | 121 | 10930
NXB02618A0T08WFA1A2000000 | 435 |  | 572 |  | 2x 261 | 3.2 | 4.2 | 5.4/0.3/5.7 | CH61 | 246X658X374 | 9,7x25,9x14,7 | 55 | 121 | 14361
NXB03258A0T08WFA1A2000000 | 542 |  | 713 |  | 2x 325 | 2.6 | 3.4 | 6.5/0.3/6.8 | CH62 | 246X658X374 | 9,7x25,9x14,7 | 55 | 121 | 15952
NXB03858A0T08WFA1A2000000 | 643 |  | 845 |  | 2x 385 | 2.2 | 2.9 | 7.5/0.4/7.9 | CH62 | 246X658X374 | 9,7x25,9x14,7 | 55 | 121 | 19495
NXB04168A0T08WFA1A2000000 | 693 |  | 913 |  | 2x 416 | 2 | 2.6 | 8.0/0.4/8.4 | CH62 | 246X658X374 | 9,7x25,9x14,7 | 55 | 121 | 20455
NXB04608A0T08WFA1A2000000 | 767 |  | 1010 |  | 2x 460 | 1.8 | 2.4 | 8.7/0.4/9.1 | CH62 | 246X658X374 | 9,7x25,9x14,7 | 55 | 121 | 21943
NXB05028A0T08WFA1A2000000 | 838 |  | 1100 |  | 2x 502 | 1.7 | 2.2 | 9.8/0.5/10.3 | CH62 | 246X658X374 | 9,7x25,9x14,7 | 55 | 121 | 23209
Vacon NXA 640-1200 VDC, IP00, EMC level T, liquid-cooled AFE (Active front-end)
PRODUCT CODE | DC POWER |  |  |  | AC CURRENT |  |  | POWER LOSS | Frame | Dimensions |  | Weight |  | LIST
[5 empty] | Current |  |  |  | Size | WxHxD |  | [kg] | [lb] | PRICE
| 525VAC | 525VAC | 690VAC | 690VAC | Thermal | Rated | Rated | c/a/T*) |  | [mm] | [inches] | ***) |  | EUR
| ITH [kW] | IL [kW] | ITH [kW] | IL [kW] | ITH [A] | IL [A] | IH [A] | [kW]
NXA01708A0T02WFA1A2000000 | 150 | 137 | 198 | 180 | 170 | 155 | 113 | 3.6/0.2/3.8 | CH61 | 246X658X374 | 9,7x25,9x14,7 | 55 | 121 | 12863
NXA02088A0T02WFA1A2000000 | 184 | 167 | 242 | 220 | 208 | 189 | 139 | 4.3/0.3/4.6 | CH61 | 246X658X374 | 9,7x25,9x14,7 | 55 | 121 | 13888
NXA02618A0T02WFA1A2000000 | 231 | 210 | 303 | 276 | 261 | 237 | 174 | 5.4/0.3/5.7 | CH61 | 246X658X374 | 9,7x25,9x14,7 | 55 | 121 | 18249
NXA03258A0T02WFA1A2000000 | 287 | 261 | 378 | 343 | 325 | 295 | 217 | 6.5/0.3/6.8 | CH62 | 246X658X374 | 9,7x25,9x14,7 | 55 | 121 | 20273
NXA03858A0T02WFA1A2000000 | 341 | 310 | 448 | 407 | 385 | 350 | 257 | 7.5/0.4/7.9 | CH62 | 246X658X374 | 9,7x25,9x14,7 | 55 | 121 | 24777
NXA04168A0T02WFA1A2000000 | 368 | 334 | 484 | 439 | 416 | 378 | 277 | 8.0/0.4/8.4 | CH62 | 246X658X374 | 9,7x25,9x14,7 | 55 | 121 | 25997
NXA04608A0T02WFA1A2000000 | 407 | 370 | 535 | 486 | 460 | 418 | 307 | 8.7/0.4/9.1 | CH62 | 246X658X374 | 9,7x25,9x14,7 | 55 | 121 | 27887
NXA05028A0T02WFA1A2000000 | 444 | 403 | 584 | 530 | 502 | 456 | 335 | 9.8/0.5/10.3 | CH62 | 246X658X374 | 9,7x25,9x14,7 | 55 | 121 | 29497
NXA05908A0T02WFA1A2000000 | 522 | 474 | 686 | 623 | 590 | 536 | 393 | 10.9/0.6/11.5 | CH63 | 505x923x375 | 19,9x36,3x14,8 | 120 | 265 | 34439
NXA06508A0T02WFA1A2000000 | 575 | 523 | 756 | 687 | 650 | 591 | 433 | 12.4/0.7/13.1 | CH63 | 505x923x375 | 19,9x36,3x14,8 | 120 | 265 | 38677
NXA07508A0T02WFA1A2000000 | 663 | 603 | 872 | 793 | 750 | 682 | 500 | 14.4/0.8/15.2 | CH63 | 505x923x375 | 19,9x36,3x14,8 | 120 | 265 | 43883
NXA08208A0T02WFA1A2000000 | 725 | 659 | 953 | 866 | 820 | 745 | 547 | 15.4/0.8/16.2 | CH64 | 746x923x375 | 29,4x36,3x14,8 | 180 | 397 | 49171
NXA09208A0T02WFA1A2000000 | 814 | 740 | 1070 | 972 | 920 | 836 | 613 | 17.2/0.9/18.1 | CH64 | 746x923x375 | 29,4x36,3x14,8 | 180 | 397 | 60081
NXA10308A0T02WFA1A2000000 | 911 | 828 | 1197 | 1088 | 1030 | 936 | 687 | 19.0/1.0/20.0 | CH64 | 746x923x375 | 29,4x36,3x14,8 | 180 | 397 | 66105
NXA11808A0T02WFA1A2000000 | 1044 | 949 | 1372 | 1247 | 1180 | 1073 | 787 | 21.0/1.1/22.1 | CH64 | 746x923x375 | 29,4x36,3x14,8 | 180 | 397 | 75733
NXA13008A0T02WFA1A2000000 | 1150 | 1046 | 1511 | 1374 | 1300 | 1182 | 867 | 24.0/1.3/25.3 | CH64 | 746x923x375 | 29,4x36,3x14,8 | 180 | 397 | 86362
NXA15008A0T02WFA1A2000000 | 1327 | 1207 | 1744 | 1586 | 1500 | 1364 | 1000 | 28.0/1.5/29.5 | CH64 | 746x923x375 | 29,4x36,3x14,8 | 180 | 397 | 103027
NXA17008A0T02WFA1A2000000 | 1504 | 1367 | 1976 | 1796 | 1700 | 1545 | 1133 | 32.1/1.7/33.8 | CH64 | 746x923x375 | 29,4x36,3x14,8 | 180 | 397 | 121288

## VACON NXP Liquid-Cooled Nickel
VACON NXP Liquid-Cooled with nickel plated heat sink | [13 empty] | Level 1
VACON NXP 400-500 VAC, 6-pulse, Type Open / IP00 liquid-cooled (nickel plated heat sink), EMC Class N/T, with AC chokes
PRODUCT CODE | MOTOR |  |  |  | DRIVE OUTPUT |  |  | POWER LOSS | Frame | Dimensions |  | Weight |  | LIST
| **Motor Shaft Power |  |  |  | Current |  |  |  | Size | WxHxD |  | [kg] | [lb] | PRICE
| 400 VAC | 400 VAC | 480 VAC | 480 VAC | Thermal | Rated | Rated | c/a/T*) |  | [mm] | [inches] | ***) |  | EUR
| ITH [kW] | IL [kW] | ITH [Hp] | IL [Hp] | ITH [A] | IL [A] | IH [A] | [kW]
NXP01685A0N0SPSA1A2000000 | 87 | 75 | 150 |  | 168 | 153 | 112 | 4,0/0,4/4,4 | CH5 | 246x553x264 | 9,7x21,8x10,4 | 40 | 88 | 9395
NXP02055A0N0SPSA1A2000000 | 110 | 90 | 175 |  | 205 | 186 | 137 | 5,0/0,5/5,5 | CH5 | 246x553x264 | 9,7x21,8x10,4 | 40 | 88 | 10959
NXP02615A0N0SPSA1A2000000 | 125 | 110 | 200 |  | 261 | 237 | 174 | 6,0/0,5/6,5 | CH5 | 246x553x264 | 9,7x21,8x10,4 | 40 | 88 | 13244
NXP03005A0N0SPFA1A2000000 | 150 | 125 | 250 |  | 300 | 273 | 200 | 4,5/0,5/5,0 | CH61 | 246x658x374 | 9,7x25,9x14,7 | 55 | 121 | 13851
NXP03855A0N0SPFA1A2000000 | 200 | 175 | 300 |  | 385 | 350 | 257 | 6,0/0,5/6,5 | CH61 | 246x658x374 | 9,7x25,9x14,7 | 55 | 121 | 17076
NXP04605A0N0SPFA1A2000000 | 225 | 200 | 400 |  | 460 | 418 | 307 | 6,5/0,5/7,0 | CH72 | 246x1076x372 | 9,7x42,4x14,6 | 90 | 198 | 20179
NXP05205A0N0SPFA1A2000000 | 275 | 225 | 400 |  | 520 | 473 | 347 | 7,5/0,6/8,1 | CH72 | 246x1076x372 | 9,7x42,4x14,6 | 90 | 198 | 22171
NXP05905A0N0SPFA1A2000000 | 300 | 275 | 500 |  | 590 | 536 | 393 | 9,0/0,7/9,7 | CH72 | 246x1076x372 | 9,7x42,4x14,6 | 90 | 198 | 24195
NXP06505A0N0SPFA1A2000000 | 325 | 300 | 500 |  | 650 | 591 | 433 | 10,0/0,7/10,7 | CH72 | 246x1076x372 | 9,7x42,4x14,6 | 90 | 198 | 25757
NXP07305A0N0SPFA1A2000000 | 375 | 325 | 600 |  | 730 | 664 | 487 | 12,0/0,8/12,8 | CH72 | 246x1076x372 | 9,7x42,4x14,6 | 90 | 198 | 27916
NXP08205A0N0SPFA1A2000000 | 425 | 375 | 700 |  | 820 | 745 | 547 | 12,5/0,8/13,3 | CH63 | 505x923x375 | 19,9x36,3x14,8 | 120 | 265 | 32734
NXP09205A0N0SPFA1A2000000 | 475 | 425 | 800 |  | 920 | 836 | 613 | 14,4/0,9/15,3 | CH63 | 505x923x375 | 19,9x36,3x14,8 | 120 | 265 | 38012
NXP10305A0N0SPFA1A2000000 | 525 | 475 | 900 |  | 1030 | 936 | 687 | 16,5/1,0/17,5 | CH63 | 505x923x375 | 19,9x36,3x14,8 | 120 | 265 | 42201
NXP11505A0N0SPFA1A2000000 | 600 | 525 | 1000 |  | 1150 | 1045 | 767 | 18,5/1,0/18,8 | CH63 | 505x923x375 | 19,9x36,3x14,8 | 120 | 265 | 46322
NXP13705A0N0SPFA1A2000000 | 700 | 625 | 1000 |  | 1370 | 1245 | 913 | 19,0/1,2/20,2 | CH74 | 746x1175x375 | 29,4x46,3x14,8 | 280 | 617 | 64450
NXP16405A0N0SPFA1A2000000 | 850 | 775 | 1250 |  | 1640 | 1491 | 1093 | 24,0/1,4/25,4 | CH74 | 746x1175x375 | 29,4x46,3x14,8 | 280 | 617 | 77020
NXP20605A0N0SPFA1A2000000 | 1050 | 950 | 1500 |  | 2060 | 1873 | 1373 | 32,5/1,8/34,3 | CH74 | 746x1175x375 | 29,4x46,3x14,8 | 280 | 617 | 98406
NXP23005A0N0SPFA1A2000000 | 1200 | 1075 | 2000 |  | 2300 | 2091 | 1533 | 36,3/2,0/38,3 | CH74 | 746x1175x375 | 29,4x46,3x14,8 | 280 | 617 | 117402
NXP24705A0N0SPFA1A2000000 | 1275 | 1150 | 2000 |  | 2470 | 2245 | 1647 | 38,8/2,2/41,0 | 2xCH74 | 2x(746x1175x375) | 2x(29,4x46,3x14,8) | 560 | 1235 | 134654
NXP29505A0N0SPFA1A2000000 | 1525 | 1375 | 2500 |  | 2950 | 2681 | 1967 | 46,3/2,6/48,9 | 2xCH74 | 2x(746x1175x375) | 2x(29,4x46,3x14,8) | 560 | 1235 | 163057
NXP37105A0N0SPFA1A2000000 | 1925 | 1750 | 3000 |  | 3710 | 3372 | 2473 | 58,2/3,0/61,2 | 2xCH74 | 2x(746x1175x375) | 2x(29,4x46,3x14,8) | 560 | 1235 | 207609
NXP41405A0N0SPFA1A2000000 | 2150 | 1950 | 3500 |  | 4140 | 3763 | 2760 | 65,0/3,6/68,6 | 2xCH74 | 2x(746x1175x375) | 2x(29,4x46,3x14,8) | 560 | 1235 | 232825
VACON NXP 400-500 VAC, 12-pulse, Type Open / IP00 liquid-cooled (nickel plated heat sink), EMC Class N/T, with AC chokes
PRODUCT CODE | MOTOR |  |  |  | DRIVE OUTPUT |  |  | POWER LOSS | Frame | Dimensions |  | Weight |  | LIST
| **Motor Shaft Power |  |  |  | Current |  |  |  | Size | WxHxD |  | [kg] | [lb] | PRICE
| 400 VAC | 400 VAC | 480 VAC | 480 VAC | Thermal | Rated | Rated | c/a/T*) |  | [mm] | [inches] | ***) |  | EUR
| ITH [kW] | IL [kW] | ITH [Hp] | IL [Hp] | ITH [A] | IL [A] | IH [A] | [kW]
NXP04605A0N0TPFA1A2000000 | 225 | 200 | 400 |  | 460 | 418 | 307 | 6,5/0,5/7,0 | CH72 | 246x1076x372 | 9,7x42,4x14,6 | 90 | 198 | 20179
NXP05205A0N0TPFA1A2000000 | 275 | 225 | 400 |  | 520 | 473 | 347 | 7,5/0,6/8,1 | CH72 | 246x1076x372 | 9,7x42,4x14,6 | 90 | 198 | 22171
NXP05905A0N0TPFA1A2000000 | 300 | 275 | 500 |  | 590 | 536 | 393 | 9,0/0,7/9,7 | CH72 | 246x1076x372 | 9,7x42,4x14,6 | 90 | 198 | 24195
NXP06505A0N0TPFA1A2000000 | 325 | 300 | 500 |  | 650 | 591 | 433 | 10,0/0,7/10,7 | CH72 | 246x1076x372 | 9,7x42,4x14,6 | 90 | 198 | 25757
NXP07305A0N0TPFA1A2000000 | 375 | 325 | 600 |  | 730 | 664 | 487 | 12,0/0,8/12,8 | CH72 | 246x1076x372 | 9,7x42,4x14,6 | 90 | 198 | 27916
NXP13705A0N0TPFA1A2000000 | 700 | 625 | 1000 |  | 1370 | 1245 | 913 | 19,0/1,2/20,2 | CH74 | 746x1175x375 | 29,4x46,3x14,8 | 280 | 617 | 64450
NXP16405A0N0TPFA1A2000000 | 850 | 775 | 1250 |  | 1640 | 1491 | 1093 | 24,0/1,4/25,4 | CH74 | 746x1175x375 | 29,4x46,3x14,8 | 280 | 617 | 77020
NXP20605A0N0TPFA1A2000000 | 1050 | 950 | 1500 |  | 2060 | 1873 | 1373 | 32,5/1,8/34,3 | CH74 | 746x1175x375 | 29,4x46,3x14,8 | 280 | 617 | 98406
NXP24705A0N0TPFA1A2000000 | 1275 | 1150 | 2000 |  | 2470 | 2245 | 1647 | 38,8/2,2/41,0 | 2xCH74 | 2x(746x1175x375) | 2x(29,4x46,3x14,8) | 560 | 1235 | 134594
NXP29505A0N0TPFA1A2000000 | 1525 | 1375 | 2500 |  | 2950 | 2681 | 1967 | 46,3/2,6/48,9 | 2xCH74 | 2x(746x1175x375) | 2x(29,4x46,3x14,8) | 560 | 1235 | 163057
NXP37105A0N0TPFA1A2000000 | 1925 | 1750 | 3000 |  | 3710 | 3372 | 2473 | 58,2/3,0/61,2 | 2xCH74 | 2x(746x1175x375) | 2x(29,4x46,3x14,8) | 560 | 1235 | 207609
NXP41405A0N0TPFA1A2000000 | 2150 | 1950 | 3500 |  | 4140 | 3763 | 2760 | 65,0/3,6/68,6 | 2xCH74 | 2x(746x1175x375) | 2x(29,4x46,3x14,8) | 560 | 1235 | 232825
VACON NXP 465-800 VDC, Type Open / IP00 liquid-cooled Inverter unit (nickel plated heat sink), EMC Class T
PRODUCT CODE | MOTOR |  |  |  | DRIVE OUTPUT |  |  | POWER LOSS | Frame | Dimensions |  | Weight |  | LIST
| **Motor shaft Power |  |  |  | Current |  |  |  | Size | WxHxD |  | [kg] | [lb] | PRICE
| 540 VDC | 540 VDC | 650 VAC | 650 VAC | Thermal | Rated | Rated | c/a/T*) |  | [mm] | [inches] | ***) |  | EUR
| ITH [kW] | IL [kW] | ITH [Hp] | IL [Hp] | ITH [A] | IL [A] | IH [A] | [kW]
NXP01685A0T0IPSA1A2000000 | 87 | 75 | 150 |  | 168 | 153 | 112 | 2,5/0,3/2,8 | CH5 | 246x553x264 | 9,7x21,8x10,4 | 40 | 88 | 8422
NXP02055A0T0IPSA1A2000000 | 110 | 90 | 175 |  | 205 | 186 | 137 | 3,0/0,4/3,4 | CH5 | 246x553x264 | 9,7x21,8x10,4 | 40 | 88 | 9769
NXP02615A0T0IPSA1A2000000 | 125 | 110 | 200 |  | 261 | 237 | 174 | 4,0/0,4/4,4 | CH5 | 246x553x264 | 9,7x21,8x10,4 | 40 | 88 | 11873
NXP03005A0T0IPFA1A2000000 | 150 | 125 | 250 |  | 300 | 273 | 200 | 4,5/0,4/4,9 | CH61 | 246x658x374 | 9,7x25,9x14,7 | 55 | 121 | 12491
NXP03855A0T0IPFA1A2000000 | 200 | 175 | 300 |  | 385 | 350 | 257 | 5,5/0,5/6,0 | CH61 | 246x658x374 | 9,7x25,9x14,7 | 55 | 121 | 15399
NXP04605A0T0IPFA1A2000000 | 225 | 200 | 400 |  | 460 | 418 | 307 | 5,5/0,5/6,0 | CH62 | 246x658x374 | 9,7x25,9x14,7 | 55 | 121 | 17951
NXP05205A0T0IPFA1A2000000 | 275 | 225 | 400 |  | 520 | 473 | 347 | 6,5/0,5/7,0 | CH62 | 246x658x374 | 9,7x25,9x14,7 | 55 | 121 | 19724
NXP05905A0T0IPFA1A2000000 | 300 | 275 | 500 |  | 590 | 536 | 393 | 7,5/0,6/8,1 | CH62 | 246x658x374 | 9,7x25,9x14,7 | 55 | 121 | 21571
NXP06505A0T0IPFA1A2000000 | 325 | 300 | 500 |  | 650 | 591 | 433 | 8,5/0,6/9,1 | CH62 | 246x658x374 | 9,7x25,9x14,7 | 55 | 121 | 22963
NXP07305A0T0IPFA1A2000000 | 375 | 325 | 600 |  | 730 | 664 | 487 | 10,0/0,7/10,7 | CH62 | 246x658x374 | 9,7x25,9x14,7 | 55 | 121 | 25090
NXP08205A0T0IPFA1A2000000 | 425 | 375 | 700 |  | 820 | 745 | 547 | 12,5/0,8/13,3 | CH63 | 505x923x375 | 19,9x36,3x14,8 | 120 | 265 | 29560
NXP09205A0T0IPFA1A2000000 | 475 | 425 | 800 |  | 920 | 836 | 613 | 14,4/0,9/15,3 | CH63 | 505x923x375 | 19,9x36,3x14,8 | 120 | 265 | 34441
NXP10305A0T0IPFA1A2000000 | 525 | 475 | 900 |  | 1030 | 936 | 687 | 16,5/1,0/17,5 | CH63 | 505x923x375 | 19,9x36,3x14,8 | 120 | 265 | 38237
NXP11505A0T0IPFA1A2000000 | 600 | 525 | 1000 |  | 1150 | 1045 | 767 | 18,4/1,1/19,5 | CH63 | 505x923x375 | 19,9x36,3x14,8 | 120 | 265 | 41971
NXP13705A0T0IPFA1A2000000 | 700 | 625 | 1000 |  | 1370 | 1245 | 913 | 15,5/1,0/16,5 | CH64 | 746x923x375 | 29,4x36,3x14,8 | 180 | 397 | 57810
NXP16405A0T0IPFA1A2000000 | 850 | 775 | 1250 |  | 1640 | 1491 | 1093 | 19,5/1,2/20,7 | CH64 | 746x923x375 | 29,4x36,3x14,8 | 180 | 397 | 69203
NXP20605A0T0IPFA1A2000000 | 1050 | 950 | 1750 |  | 2060 | 1873 | 1373 | 26,5/1,5/28,0 | CH64 | 746x923x375 | 29,4x36,3x14,8 | 180 | 397 | 89204
NXP23005A0T0IPFA1A2000000 | 1200 | 1075 | 2000 |  | 2300 | 2091 | 1533 | 29,6/1,7/31,3 | CH64 | 746x923x375 | 29,4x36,3x14,8 | 180 | 397 | 106624
NXP24705A0T0IPFA1A2000000 | 1275 | 1150 | 2000 |  | 2470 | 2245 | 1647 | 36,0/2,0/38,0 | 2xCH64 | 2x(746x923x375) | 2x(29,4x36,3x14,8) | 360 | 794 | 120731
NXP29505A0T0IPFA1A2000000 | 1525 | 1375 | 2500 |  | 2950 | 2681 | 1967 | 39,0/2,4/41,4 | 2xCH64 | 2x(746x923x375) | 2x(29,4x36,3x14,8) | 360 | 794 | 146263
NXP37105A0T0IPFA1A2000000 | 1925 | 1750 | 3000 |  | 3710 | 3372 | 2473 | 48,0/2,7/50,7 | 2xCH64 | 2x(746x923x375) | 2x(29,4x36,3x14,8) | 360 | 794 | 186548
NXP41405A0T0IPFA1A2000000 | 2150 | 1950 | 3500 |  | 4140 | 3763 | 2760 | 53,0/3,0/56,0 | 2xCH64 | 2x(746x923x375) | 2x(29,4x36,3x14,8) | 360 | 794 | 211074
VACON NXP 525-690 VAC, 6-pulse, Type Open / IP00 liquid-cooled (nickel plated heat sink), EMC Class N/T, with AC chokes
PRODUCT CODE | MOTOR |  |  |  | DRIVE OUTPUT |  |  | POWER LOSS | Frame | Dimensions |  | Weight |  | LIST
| **Motor shaft Power |  |  |  | Current |  |  |  | Size | WxHxD |  | [kg] | [lb] | PRICE
| 690 VAC | 690 VAC | 575 VAC | 575 VAC | Thermal | Rated | Rated | c/a/T*) |  | [mm] | [inches] | ***) |  | EUR
| ITH [kW] | IL [kW] | ITH [Hp] | IL [Hp] | ITH [A] | IL [A] | IH [A] | [kW]
NXP01706A0T0SPFA1A2000000 | 150 | 125 | 150 |  | 170 | 155 | 113 | 4.0/0.2/4.2 | CH61 | 246X658X374 | 9,7x25,9x14,7 | 55 | 121 | 15465
NXP02086A0T0SPFA1A2000000 | 175 | 150 | 175 |  | 208 | 189 | 139 | 4.8/0.3/5.1 | CH61 | 246X658X374 | 9,7x25,9x14,7 | 55 | 121 | 16697
NXP02616A0T0SPFA1A2000000 | 225 | 200 | 250 |  | 261 | 237 | 174 | 6.3/0.3/6.6 | CH61 | 246X658X374 | 9,7x25,9x14,7 | 55 | 121 | 21939
NXP03256A0T0SPFA1A2000000 | 275 | 250 | 300 |  | 325 | 295 | 217 | 7.2/0.4/7.6 | CH72 | 246x1076x372 | 9,7x42,4x14,6 | 90 | 198 | 24497
NXP03856A0T0SPFA1A2000000 | 350 | 300 | 350 |  | 385 | 350 | 257 | 8.5/0.5/9.0 | CH72 | 246x1076x372 | 9,7x42,4x14,6 | 90 | 198 | 29939
NXP04166A0T0SPFA1A2000000 | 375 | 325 | 400 |  | 416 | 378 | 277 | 9.1/0.5/9.6 | CH72 | 246x1076x372 | 9,7x42,4x14,6 | 90 | 198 | 31352
NXP04606A0T0SPFA1A2000000 | 400 | 350 | 450 |  | 460 | 418 | 307 | 10.0/0.5/10.5 | CH72 | 246x1076x372 | 9,7x42,4x14,6 | 90 | 198 | 33633
NXP05026A0T0SPFA1A2000000 | 450 | 400 | 500 |  | 502 | 456 | 335 | 11.2/0.6/11.8 | CH72 | 246x1076x372 | 9,7x42,4x14,6 | 90 | 198 | 35575
NXP05906A0T0SPFA1A2000000 | 525 | 475 | 500 |  | 590 | 536 | 393 | 12.4/0.7/13.1 | CH63 | 492X658X380 | 19,9x36,3x14,8 | 120 | 265 | 41709
NXP06506A0T0SPFA1A2000000 | 575 | 525 | 600 |  | 650 | 591 | 433 | 14.2/0.8/15.0 | CH63 | 492X658X380 | 19,9x36,3x14,8 | 120 | 265 | 46841
NXP07506A0T0SPFA1A2000000 | 675 | 600 | 700 |  | 750 | 682 | 500 | 16.4/0.9/17.3 | CH63 | 492X658X380 | 19,9x36,3x14,8 | 120 | 265 | 52759
NXP08206A0T0SPFA1A2000000 | 725 | 650 | 800 |  | 820 | 745 | 547 | 17.3/1.0/18.3 | CH74 | 746x1175x375 | 29,4x46,3x14,8 | 280 | 617 | 59359
NXP09206A0T0SPFA1A2000000 | 825 | 750 | 900 |  | 920 | 836 | 613 | 19.4/1.1/20.5 | CH74 | 746x1175x375 | 29,4x46,3x14,8 | 280 | 617 | 72528
NXP10306A0T0SPFA1A2000000 | 925 | 825 | 1000 |  | 1030 | 936 | 687 | 21.6/1.2/22.8 | CH74 | 746x1175x375 | 29,4x46,3x14,8 | 280 | 617 | 79800
NXP11806A0T0SPFA1A2000000 | 1050 | 950 | 100 |  | 1180 | 1073 | 787 | 25.0/1.3/26.3 | CH74 | 746x1175x375 | 29,4x46,3x14,8 | 280 | 617 | 91421
NXP13006A0T0SPFA1A2000000 | 1150 | 1050 | 1250 |  | 1300 | 1182 | 867 | 27.3/1.5/28.8 | CH74 | 746x1175x375 | 29,4x46,3x14,8 | 280 | 617 | 104035
NXP15006A0T0SPFA1A2000000 | 1350 | 1225 | 1500 |  | 1500 | 1364 | 1000 | 32.1/1.7/33.8 | CH74 | 746x1175x375 | 29,4x46,3x14,8 | 280 | 617 | 124109
NXP17006A0T0SPFA1A2000000 | 1500 | 1375 | 1500 |  | 1700 | 1545 | 1133 | 36.5/1.9/38.4 | CH74 | 746x1175x375 | 29,4x46,3x14,8 | 280 | 617 | 145585
NXP18506A0T0SPFA1A2000000 | 1650 | 1500 | 1750 |  | 1850 | 1682 | 1233 | 39.0/2.0/41.0 | 2xCH74 | 2x(746x1175x375) | 2x(29,4x46,3x14,8) | 560 | 1235 | 154824
NXP21206A0T0SPFA1A2000000 | 1900 | 1725 | 2000 |  | 2120 | 1927 | 1413 | 44.9/2.4/47.3 | 2xCH74 | 2x(746x1175x375) | 2x(29,4x46,3x14,8) | 560 | 1235 | 179148
NXP23406A0T0SPFA1A2000000 | 2100 | 1900 | 2250 |  | 2340 | 2127 | 1560 | 49.2/2.6/51.8 | 2xCH74 | 2x(746x1175x375) | 2x(29,4x46,3x14,8) | 560 | 1235 | 199647
NXP27006A0T0SPFA1A2000000 | 2400 | 2200 | 2500 |  | 2700 | 2455 | 1800 | 57.7/3.1/60.8 | 2xCH74 | 2x(746x1175x375) | 2x(29,4x46,3x14,8) | 560 | 1235 | 232070
NXP31006A0T0SPFA1A2000000 | 2750 | 2500 | 3000 |  | 3100 | 2818 | 2067 | 65.7/3.4/69.1 | 2xCH74 | 2x(746x1175x375) | 2x(29,4x46,3x14,8) | 560 | 1235 | 276193
VACON NXP 525-690 VAC, 12-pulse, Type Open / IP00 liquid-cooled (nickel plated heat sink), EMC Class N/T, with AC chokes
PRODUCT CODE | MOTOR |  |  |  | DRIVE OUTPUT |  |  | POWER LOSS | Frame | Dimensions |  | Weight |  | LIST
| **Motor shaft Power |  |  |  | Current |  |  |  | Size | WxHxD |  | [kg] | [lb] | PRICE
| 690 VAC | 690 VAC | 575 VAC | 575 VAC | Thermal | Rated | Rated | c/a/T*) |  | [mm] | [inches] | ***) |  | EUR
| ITH [kW] | IL [kW] | ITH [Hp] | IL [Hp] | ITH [A] | IL [A] | IH [A] | [kW]
NXP03256A0T0TPFA1A2000000 | 275 | 250 | 300 |  | 325 | 295 | 217 | 7.2/0.4/7.6 | CH72 | 246x1076x372 | 9,7x42,4x14,6 | 90 | 198 | 24497
NXP03856A0T0TPFA1A2000000 | 350 | 300 | 350 |  | 385 | 350 | 257 | 8.5/0.5/9.0 | CH72 | 246x1076x372 | 9,7x42,4x14,6 | 90 | 198 | 29939
NXP04166A0T0TPFA1A2000000 | 375 | 325 | 400 |  | 416 | 378 | 277 | 9.1/0.5/9.6 | CH72 | 246x1076x372 | 9,7x42,4x14,6 | 90 | 198 | 31352
NXP04606A0T0TPFA1A2000000 | 400 | 350 | 450 |  | 460 | 418 | 307 | 10.0/0.5/10.5 | CH72 | 246x1076x372 | 9,7x42,4x14,6 | 90 | 198 | 33633
NXP05026A0T0TPFA1A2000000 | 450 | 400 | 500 |  | 502 | 456 | 335 | 11.2/0.6/11.8 | CH72 | 246x1076x372 | 9,7x42,4x14,6 | 90 | 198 | 35575
NXP08206A0T0TPFA1A2000000 | 725 | 650 | 800 |  | 820 | 745 | 547 | 17.3/1.0/18.3 | CH74 | 746x1175x375 | 29,4x46,3x14,8 | 280 | 617 | 59359
NXP09206A0T0TPFA1A2000000 | 825 | 750 | 900 |  | 920 | 836 | 613 | 19.4/1.1/20.5 | CH74 | 746x1175x375 | 29,4x46,3x14,8 | 280 | 617 | 72528
NXP10306A0T0TPFA1A2000000 | 925 | 825 | 1000 |  | 1030 | 936 | 687 | 21.6/1.2/22.8 | CH74 | 746x1175x375 | 29,4x46,3x14,8 | 280 | 617 | 79800
NXP11806A0T0TPFA1A2000000 | 1050 | 950 | 100 |  | 1180 | 1073 | 787 | 25.0/1.3/26.3 | CH74 | 746x1175x375 | 29,4x46,3x14,8 | 280 | 617 | 91421
NXP13006A0T0TPFA1A2000000 | 1150 | 1050 | 1250 |  | 1300 | 1182 | 867 | 27.3/1.5/28.8 | CH74 | 746x1175x375 | 29,4x46,3x14,8 | 280 | 617 | 104035
NXP15006A0T0TPFA1A2000000 | 1350 | 1225 | 1500 |  | 1500 | 1364 | 1000 | 32.1/1.7/33.8 | CH74 | 746x1175x375 | 29,4x46,3x14,8 | 280 | 617 | 124109
NXP17006A0T0TPFA1A2000000 | 1500 | 1375 | 1500 |  | 1700 | 1545 | 1133 | 36.5/1.9/38.4 | CH74 | 746x1175x375 | 29,4x46,3x14,8 | 280 | 617 | 145585
NXP18506A0T0TPFA1A2000000 | 1650 | 1500 | 1750 |  | 1850 | 1682 | 1233 | 39.0/2.0/41.0 | 2xCH74 | 2x(746x1175x375) | 2x(29,4x46,3x14,8) | 560 | 1235 | 154824
NXP21206A0T0TPFA1A2000000 | 1900 | 1725 | 2000 |  | 2120 | 1927 | 1413 | 44.9/2.4/47.3 | 2xCH74 | 2x(746x1175x375) | 2x(29,4x46,3x14,8) | 560 | 1235 | 179148
NXP23406A0T0TPFA1A2000000 | 2100 | 1900 | 2250 |  | 2340 | 2127 | 1560 | 49.2/2.6/51.8 | 2xCH74 | 2x(746x1175x375) | 2x(29,4x46,3x14,8) | 560 | 1235 | 199647
NXP27006A0T0TPFA1A2000000 | 2400 | 2200 | 2500 |  | 2700 | 2455 | 1800 | 57.7/3.1/60.8 | 2xCH74 | 2x(746x1175x375) | 2x(29,4x46,3x14,8) | 560 | 1235 | 232070
NXP31006A0T0TPFA1A2000000 | 2750 | 2500 | 3000 |  | 3100 | 2818 | 2067 | 65.7/3.4/69.1 | 2xCH74 | 2x(746x1175x375) | 2x(29,4x46,3x14,8) | 560 | 1235 | 276193
VACON NXP 640-1100 VDC, Type Open / IP00 liquid-cooled Inverter unit (nickel plated heat sink), EMC Class T
PRODUCT CODE | MOTOR |  |  |  | DRIVE OUTPUT |  |  | POWER LOSS | Frame | Dimensions |  | Weight |  | LIST
| **Motor shaft Power |  |  |  | Current |  |  |  | Size | WxHxD |  | [kg] | [lb] | PRICE
| 930 VDC | 930 VDC | 775 VDC | 775 VDC | Thermal | Rated | Rated | c/a/T*) |  | [mm] | [inches] | ***) |  | EUR
| ITH [kW] | IL [kW] | ITH [Hp] | IL [Hp] | ITH [A] | IL [A] | IH [A] | [kW]
NXP01706A0T0IPFA1A2000000 | 150 | 125 | 150 |  | 170 | 155 | 113 | 3.6/0.2/3.8 | CH61 | 246X658X374 | 9,7x25,9x14,7 | 55 | 121 | 13969
NXP02086A0T0IPFA1A2000000 | 175 | 150 | 175 |  | 208 | 189 | 139 | 4.3/0.3/4.6 | CH61 | 246X658X374 | 9,7x25,9x14,7 | 55 | 121 | 15082
NXP02616A0T0IPFA1A2000000 | 225 | 200 | 250 |  | 261 | 237 | 174 | 5.4/0.3/5.7 | CH61 | 246X658X374 | 9,7x25,9x14,7 | 55 | 121 | 19817
NXP03256A0T0IPFA1A2000000 | 275 | 250 | 300 |  | 325 | 295 | 217 | 6.5/0.3/6.8 | CH62 | 246X658X374 | 9,7x25,9x14,7 | 55 | 121 | 21798
NXP03856A0T0IPFA1A2000000 | 350 | 300 | 350 |  | 385 | 350 | 257 | 7.5/0.4/7.9 | CH62 | 246X658X374 | 9,7x25,9x14,7 | 55 | 121 | 26640
NXP04166A0T0IPFA1A2000000 | 375 | 325 | 400 |  | 416 | 378 | 277 | 8.0/0.4/8.4 | CH62 | 246X658X374 | 9,7x25,9x14,7 | 55 | 121 | 27951
NXP04606A0T0IPFA1A2000000 | 400 | 350 | 450 |  | 460 | 418 | 307 | 8.7/0.4/9.1 | CH62 | 246X658X374 | 9,7x25,9x14,7 | 55 | 121 | 29985
NXP05026A0T0IPFA1A2000000 | 450 | 400 | 500 |  | 502 | 456 | 335 | 9.8/0.5/10.3 | CH62 | 246X658X374 | 9,7x25,9x14,7 | 55 | 121 | 31715
NXP05906A0T0IPFA1A2000000 | 525 | 475 | 500 |  | 590 | 536 | 393 | 10.9/0.6/11.5 | CH63 | 505x923x375 | 19,9x36,3x14,8 | 120 | 265 | 37401
NXP06506A0T0IPFA1A2000000 | 575 | 525 | 600 |  | 650 | 591 | 433 | 12.4/0.7/13.1 | CH63 | 505x923x375 | 19,9x36,3x14,8 | 120 | 265 | 42002
NXP07506A0T0IPFA1A2000000 | 675 | 600 | 700 |  | 750 | 682 | 500 | 14.4/0.8/15.2 | CH63 | 505x923x375 | 19,9x36,3x14,8 | 120 | 265 | 47657
NXP08206A0T0IPFA1A2000000 | 725 | 650 | 800 |  | 820 | 745 | 547 | 15.4/0.8/16.2 | CH64 | 746x923x375 | 29,4x36,3x14,8 | 180 | 397 | 53267
NXP09206A0T0IPFA1A2000000 | 825 | 750 | 900 |  | 920 | 836 | 613 | 17.2/0.9/18.1 | CH64 | 746x923x375 | 29,4x36,3x14,8 | 180 | 397 | 65085
NXP10306A0T0IPFA1A2000000 | 925 | 825 | 1000 |  | 1030 | 936 | 687 | 19.0/1.0/20.0 | CH64 | 746x923x375 | 29,4x36,3x14,8 | 180 | 397 | 71611
NXP11806A0T0IPFA1A2000000 | 1050 | 950 | 100 |  | 1180 | 1073 | 787 | 21.0/1.1/22.1 | CH64 | 746x923x375 | 29,4x36,3x14,8 | 180 | 397 | 82040
NXP13006A0T0IPFA1A2000000 | 1150 | 1050 | 1250 |  | 1300 | 1182 | 867 | 24.0/1.3/25.3 | CH64 | 746x923x375 | 29,4x36,3x14,8 | 180 | 397 | 93555
NXP15006A0T0IPFA1A2000000 | 1350 | 1225 | 1500 |  | 1500 | 1364 | 1000 | 28.0/1.5/29.5 | CH64 | 746x923x375 | 29,4x36,3x14,8 | 180 | 397 | 111607
NXP17006A0T0IPFA1A2000000 | 1500 | 1375 | 1500 |  | 1700 | 1545.4545 | 1133.3333 | 32.1/1.7/33.8 | CH64 | 746x923x375 | 29,4x36,3x14,8 | 180 | 397 | 130819
NXP18506A0T0IPFA1A2000000 | 1650 | 1500 | 1750 |  | 1850 | 1681.8182 | 1233.3333 | 34.2/1.8/36.0 | 2xCH64 | 2x(746x923x375) | 2x(29,4x36,3x14,8) | 360 | 794 | 138157
NXP21206A0T0IPFA1A2000000 | 1900 | 1725 | 2000 |  | 2120 | 1927.2727 | 1413.3333 | 37.8/2.0/39.8 | 2xCH64 | 2x(746x923x375) | 2x(29,4x36,3x14,8) | 360 | 794 | 160763
NXP23406A0T0IPFA1A2000000 | 2100 | 1900 | 2250 |  | 2340 | 2127.2727 | 1560 | 43.2/2.3/45.5 | 2xCH64 | 2x(746x923x375) | 2x(29,4x36,3x14,8) | 360 | 794 | 179156
NXP27006A0T0IPFA1A2000000 | 2400 | 2200 | 2500 |  | 2700 | 2454.5455 | 1800 | 50.4/2.7/53.1 | 2xCH64 | 2x(746x923x375) | 2x(29,4x36,3x14,8) | 360 | 794 | 208694
NXP31006A0T0IPFA1A2000000 | 2750 | 2500 | 3000 |  | 3100 | 2818.1818 | 2066.6667 | 57.7/3.1/60.8 | 2xCH64 | 2x(746x923x375) | 2x(29,4x36,3x14,8) | 360 | 794 | 247803
Vacon NXB 465-800 VDC, Type Open / IP00, liquid-cooled BCU (Brake chopper unit), EMC Class T
PRODUCT CODE | Electrical braking power |  |  |  | DRIVE OUTPUT | Minimum resistance |  | POWER LOSS | Frame | Dimensions |  | Weight |  | LIST
[5 empty] | Current | (per resistor) |  |  | Size | WxHxD |  | [kg] | [lb] | PRICE
| 600 VDC |  | 800 VDC |  | Thermal | 600 VDC | 800 VDC | c/a/T*) |  | [mm] | [inches] | ***) |  | EUR
| [kW] |  | [kW] |  | ITH [A] | [Ohm] | [Ohm] | [kW]
NXB01685A0T08PSA1A2000000 | 203 |  | 267 |  | 2x 168 | 3.6 | 4.7 | 2,5/0,3/2,8 | CH5 | 246x553x264 | 9,7x21,8x10,4 | 40 | 88 | 5955
NXB02055A0T08PSA1A2000000 | 248 |  | 326 |  | 2x 205 | 3 | 3.9 | 3,0/0,4/3,4 | CH5 | 246x553x264 | 9,7x21,8x10,4 | 40 | 88 | 6943
NXB02615A0T08PSA1A2000000 | 316 |  | 415 |  | 2x 261 | 2.3 | 3.1 | 4,0/0,4/4,4 | CH5 | 246x553x264 | 9,7x21,8x10,4 | 40 | 88 | 8391
NXB03005A0T08PFA1A2000000 | 363 |  | 477 |  | 2x 300 | 2 | 2.7 | 4,5/0,4/4,9 | CH61 | 246x658x374 | 9,7x25,9x14,7 | 55 | 121 | 8722
NXB03855A0T08PFA1A2000000 | 466 |  | 613 |  | 2x 385 | 1.6 | 2.1 | 5,5/0,5/6,0 | CH61 | 246x658x374 | 9,7x25,9x14,7 | 55 | 121 | 10753
NXB04605A0T08PFA1A2000000 | 556 |  | 732 |  | 2x 460 | 1.3 | 1.7 | 5,5/0,5/6,0 | CH62 | 246x658x374 | 9,7x25,9x14,7 | 55 | 121 | 12519
NXB05205A0T08PFA1A2000000 | 629 |  | 828 |  | 2x 520 | 1.2 | 1.5 | 6,5/0,5/7,0 | CH62 | 246x658x374 | 9,7x25,9x14,7 | 55 | 121 | 13755
NXB05905A0T08PFA1A2000000 | 714 |  | 939 |  | 2x 590 | 1.1 | 1.4 | 7,5/0,6/8,1 | CH62 | 246x658x374 | 9,7x25,9x14,7 | 55 | 121 | 15043
NXB06505A0T08PFA1A2000000 | 786 |  | 1035 |  | 2x 650 | 1 | 1.2 | 8,5/0,6/9,1 | CH62 | 246x658x374 | 9,7x25,9x14,7 | 55 | 121 | 16014
NXB07305A0T08PFA1A2000000 | 883 |  | 1162 |  | 2x 730 | 0.9 | 1.1 | 10,0/0,7/10,7 | CH62 | 246x658x374 | 9,7x25,9x14,7 | 55 | 121 | 17497
Vacon NXB 640-1100 VDC, Type Open / IP00, liquid-cooled BCU (Brake chopper unit), EMC Class T
PRODUCT CODE | Electrical braking power |  |  |  | DRIVE OUTPUT | Minimum resistance |  | POWER LOSS | Frame | Dimensions |  | Weight |  | LIST
[5 empty] | Current | (per resistor) |  |  | Size | WxHxD |  | [kg] | [lb] | PRICE
| 840 VDC |  | 1100 VDC |  | Thermal | 840 VDC | 1100 VDC | c/a/T*) |  | [mm] | [inches] | ***) |  | EUR
| [kW] |  | [kW] |  | ITH [A] | [Ohm] | [Ohm] | [kW]
NXB01706A0T08PFA1A2000000 | 282 |  | 372 |  | 2x 170 | 4.9 | 6.5 | 3.6/0.2/3.8 | CH61 | 246X658X374 | 9,7x25,9x14,7 | 55 | 121 | 9745
NXB02086A0T08PFA1A2000000 | 346 |  | 456 |  | 2x 208 | 4 | 5.3 | 4.3/0.3/4.6 | CH61 | 246X658X374 | 9,7x25,9x14,7 | 55 | 121 | 10523
NXB02616A0T08PFA1A2000000 | 435 |  | 572 |  | 2x 261 | 3.2 | 4.2 | 5.4/0.3/5.7 | CH61 | 246X658X374 | 9,7x25,9x14,7 | 55 | 121 | 13826
NXB03256A0T08PFA1A2000000 | 542 |  | 713 |  | 2x 325 | 2.6 | 3.4 | 6.5/0.3/6.8 | CH62 | 246X658X374 | 9,7x25,9x14,7 | 55 | 121 | 15195
NXB03856A0T08PFA1A2000000 | 643 |  | 845 |  | 2x 385 | 2.2 | 2.9 | 7.5/0.4/7.9 | CH62 | 246X658X374 | 9,7x25,9x14,7 | 55 | 121 | 18571
NXB04166A0T08PFA1A2000000 | 693 |  | 913 |  | 2x 416 | 2 | 2.6 | 8.0/0.4/8.4 | CH62 | 246X658X374 | 9,7x25,9x14,7 | 55 | 121 | 19485
NXB04606A0T08PFA1A2000000 | 767 |  | 1010 |  | 2x 460 | 1.8 | 2.4 | 8.7/0.4/9.1 | CH62 | 246X658X374 | 9,7x25,9x14,7 | 55 | 121 | 20903
NXB05026A0T08PFA1A2000000 | 838 |  | 1100 |  | 2x 502 | 1.7 | 2.2 | 9.8/0.5/10.3 | CH62 | 246X658X374 | 9,7x25,9x14,7 | 55 | 121 | 22109
Vacon NXA 465-800 VDC, Type Open / IP00, liquid-cooled AFE (Active front-end), EMC Class T
PRODUCT CODE | DC POWER |  |  |  | AC CURRENT |  |  | POWER LOSS | Frame | Dimensions |  | Weight |  | LIST
[9 empty] | Size | WxHxD |  | [kg] | [lb] | PRICE
| 400VAC | 400VAC | 500VAC | 500VAC | Thermal | Rated | Rated | c/a/T*) |  | [mm] | [inches] | ***) |  | EUR
| ITH [kW] | IL [kW] | ITH [kW] | IL [kW] | ITH [A] | IL [A] | IH [A] | [kW]
NXA01685A0T02PSA1A2000000 | 113 | 103 | 142 | 129 | 168 | 153 | 112 | 2,5/0,3/2,8 | CH5 | 246x553x264 | 9,7x21,8x10,4 | 40 | 88 | 7486
NXA02055A0T02PSA1A2000000 | 138 | 125 | 173 | 157 | 205 | 186 | 137 | 3,0/0,4/3,4 | CH5 | 246x553x264 | 9,7x21,8x10,4 | 40 | 88 | 8684
NXA02615A0T02PSA1A2000000 | 176 | 160 | 220 | 200 | 261 | 237 | 174 | 4,0/0,4/4,4 | CH5 | 246x553x264 | 9,7x21,8x10,4 | 40 | 88 | 10553
NXA03005A0T02PFA1A2000000 | 202 | 184 | 253 | 230 | 300 | 273 | 200 | 4,5/0,4/4,9 | CH61 | 246x553x232 | 9,7x25,9x14,7 | 55 | 121 | 11103
NXA03855A0T02PFA1A2000000 | 259 | 236 | 324 | 295 | 385 | 350 | 257 | 5,5/0,5/6,0 | CH61 | 246x658x374 | 9,7x25,9x14,7 | 55 | 121 | 13688
NXA04605A0T02PFA1A2000000 | 310 | 282 | 388 | 352 | 460 | 418 | 307 | 5,5/0,5/6,0 | CH62 | 246x658x374 | 9,7x25,9x14,7 | 55 | 121 | 15957
NXA05205A0T02PFA1A2000000 | 350 | 319 | 438 | 398 | 520 | 473 | 347 | 6,5/0,5/7,0 | CH62 | 246x658x374 | 9,7x25,9x14,7 | 55 | 121 | 17532
NXA05905A0T02PFA1A2000000 | 398 | 361 | 497 | 452 | 590 | 536 | 393 | 7,5/0,6/8,1 | CH62 | 246x658x374 | 9,7x25,9x14,7 | 55 | 121 | 19174
NXA06505A0T02PFA1A2000000 | 438 | 398 | 548 | 498 | 650 | 591 | 433 | 8,5/0,6/9,1 | CH62 | 246x658x374 | 9,7x25,9x14,7 | 55 | 121 | 20412
NXA07305A0T02PFA1A2000000 | 492 | 448 | 615 | 559 | 730 | 664 | 487 | 10,0/0,7/10,7 | CH62 | 246x658x374 | 9,7x25,9x14,7 | 55 | 121 | 22302
NXA08205A0T02PFA1A2000000 | 553 | 502 | 691 | 628 | 820 | 745 | 547 | 12,5/0,8/13,3 | CH63 | 505x923x375 | 19,9x36,3x14,8 | 120 | 265 | 26276
NXA09205A0T02PFA1A2000000 | 620 | 563 | 775 | 704 | 920 | 836 | 613 | 14,4/0,9/15,3 | CH63 | 505x923x375 | 19,9x36,3x14,8 | 120 | 265 | 30615
NXA10305A0T02PFA1A2000000 | 694 | 631 | 868 | 789 | 1030 | 936 | 687 | 16,5/1,0/17,5 | CH63 | 505x923x375 | 19,9x36,3x14,8 | 120 | 265 | 33988
NXA11505A0T02PFA1A2000000 | 775 | 704 | 969 | 880 | 1150 | 1045 | 767 | 18,4/1,1/19,5 | CH63 | 505x923x375 | 19,9x36,3x14,8 | 120 | 265 | 37307
NXA13705A0T02PFA1A2000000 | 923 | 839 | 1154 | 1049 | 1370 | 1245 | 913 | 15,5/1,0/16,5 | CH64 | 746x923x375 | 29,4x36,3x14,8 | 180 | 397 | 51387
NXA16405A0T02PFA1A2000000 | 1105 | 1005 | 1382 | 1256 | 1640 | 1491 | 1093 | 19,5/1,2/20,7 | CH64 | 746x923x375 | 29,4x36,3x14,8 | 180 | 397 | 61514
NXA20605A0T02PFA1A2000000 | 1388 | 1262 | 1736 | 1578 | 2060 | 1873 | 1373 | 26,5/1,5/28,0 | CH64 | 746x923x375 | 29,4x36,3x14,8 | 180 | 397 | 79293
NXA23005A0T02PFA1A2000000 | 1550 | 1409 | 1938 | 1762 | 2300 | 2091 | 1533 | 29,6/1,7/31,3 | CH64 | 746x923x375 | 29,4x36,3x14,8 | 180 | 397 | 94776
Vacon NXA 640-1100 VDC, Type Open / IP00, liquid-cooled AFE (Active front-end), EMC Class T
PRODUCT CODE | DC POWER |  |  |  | AC CURRENT |  |  | POWER LOSS | Frame | Dimensions |  | Weight |  | LIST
[5 empty] | Current |  |  |  | Size | WxHxD |  | [kg] | [lb] | PRICE
| 525VAC | 525VAC | 690VAC | 690VAC | Thermal | Rated | Rated | c/a/T*) |  | [mm] | [inches] | ***) |  | EUR
| ITH [kW] | IL [kW] | ITH [kW] | IL [kW] | ITH [A] | IL [A] | IH [A] | [kW]
NXA01706A0T02PFA1A2000000 | 150 | 137 | 198 | 180 | 170 | 155 | 113 | 3.6/0.2/3.8 | CH61 | 246X658X374 | 9,7x25,9x14,7 | 55 | 121 | 12416
NXA02086A0T02PFA1A2000000 | 184 | 167 | 242 | 220 | 208 | 189 | 139 | 4.3/0.3/4.6 | CH61 | 246X658X374 | 9,7x25,9x14,7 | 55 | 121 | 13407
NXA02616A0T02PFA1A2000000 | 231 | 210 | 303 | 276 | 261 | 237 | 174 | 5.4/0.3/5.7 | CH61 | 246X658X374 | 9,7x25,9x14,7 | 55 | 121 | 17615
NXA03256A0T02PFA1A2000000 | 287 | 261 | 378 | 343 | 325 | 295 | 217 | 6.5/0.3/6.8 | CH62 | 246X658X374 | 9,7x25,9x14,7 | 55 | 121 | 19375
NXA03856A0T02PFA1A2000000 | 341 | 310 | 448 | 407 | 385 | 350 | 257 | 7.5/0.4/7.9 | CH62 | 246X658X374 | 9,7x25,9x14,7 | 55 | 121 | 23679
NXA04166A0T02PFA1A2000000 | 368 | 334 | 484 | 439 | 416 | 378 | 277 | 8.0/0.4/8.4 | CH62 | 246X658X374 | 9,7x25,9x14,7 | 55 | 121 | 24845
NXA04606A0T02PFA1A2000000 | 407 | 370 | 535 | 486 | 460 | 418 | 307 | 8.7/0.4/9.1 | CH62 | 246X658X374 | 9,7x25,9x14,7 | 55 | 121 | 26653
NXA05026A0T02PFA1A2000000 | 444 | 403 | 584 | 530 | 502 | 456 | 335 | 9.8/0.5/10.3 | CH62 | 246X658X374 | 9,7x25,9x14,7 | 55 | 121 | 28191
NXA05906A0T02PFA1A2000000 | 522 | 474 | 686 | 623 | 590 | 536 | 393 | 10.9/0.6/11.5 | CH63 | 505x923x375 | 19,9x36,3x14,8 | 120 | 265 | 33245
NXA06506A0T02PFA1A2000000 | 575 | 523 | 756 | 687 | 650 | 591 | 433 | 12.4/0.7/13.1 | CH63 | 505x923x375 | 19,9x36,3x14,8 | 120 | 265 | 37336
NXA07506A0T02PFA1A2000000 | 663 | 603 | 872 | 793 | 750 | 682 | 500 | 14.4/0.8/15.2 | CH63 | 505x923x375 | 19,9x36,3x14,8 | 120 | 265 | 42362
NXA08206A0T02PFA1A2000000 | 725 | 659 | 953 | 866 | 820 | 745 | 547 | 15.4/0.8/16.2 | CH64 | 746x923x375 | 29,4x36,3x14,8 | 180 | 397 | 47349
NXA09206A0T02PFA1A2000000 | 814 | 740 | 1070 | 972 | 920 | 836 | 613 | 17.2/0.9/18.1 | CH64 | 746x923x375 | 29,4x36,3x14,8 | 180 | 397 | 57854
NXA10306A0T02PFA1A2000000 | 911 | 828 | 1197 | 1088 | 1030 | 936 | 687 | 19.0/1.0/20.0 | CH64 | 746x923x375 | 29,4x36,3x14,8 | 180 | 397 | 63654
NXA11806A0T02PFA1A2000000 | 1044 | 949 | 1372 | 1247 | 1180 | 1073 | 787 | 21.0/1.1/22.1 | CH64 | 746x923x375 | 29,4x36,3x14,8 | 180 | 397 | 72924
NXA13006A0T02PFA1A2000000 | 1150 | 1046 | 1511 | 1374 | 1300 | 1182 | 867 | 24.0/1.3/25.3 | CH64 | 746x923x375 | 29,4x36,3x14,8 | 180 | 397 | 83160
NXA15006A0T02PFA1A2000000 | 1327 | 1207 | 1744 | 1586 | 1500 | 1364 | 1000 | 28.0/1.5/29.5 | CH64 | 746x923x375 | 29,4x36,3x14,8 | 180 | 397 | 99206
NXA17006A0T02PFA1A2000000 | 1504 | 1367 | 1976 | 1796 | 1700 | 1545 | 1133 | 32.1/1.7/33.8 | CH64 | 746x923x375 | 29,4x36,3x14,8 | 180 | 397 | 116283
VACON NXP 640-1200 VDC, NEMA Open / IP00 liquid-cooled Inverter unit, EMC Class T
PRODUCT CODE | MOTOR |  |  |  | DRIVE OUTPUT |  |  | POWER LOSS | Frame | Dimensions |  | Weight |  | LIST
| **Motor shaft P |  |  |  | Current |  |  |  | Size | WxHxD |  | [kg] | [lb] | PRICE
| 930 VDC | 930 VDC | 775 VDC | 775 VDC | Thermal | Rated | Rated | c/a/T*) |  | [mm] | [inches] | ***) |  | EUR
| ITH [kW] | IL [kW] | ITH [Hp] | IL [Hp] | ITH [A] | IL [A] | IH [A] | [kW]
NXP01708A0T0IPFA1A2000000 | 150 | 125 | 150 |  | 170 | 155 | 113 | 3.6/0.2/3.8 | CH61 | 246X658X374 | 9,7x25,9x14,7 | 55 | 121 | 15605
NXP02088A0T0IPFA1A2000000 | 175 | 150 | 175 |  | 208 | 189 | 139 | 4.3/0.3/4.6 | CH61 | 246X658X374 | 9,7x25,9x14,7 | 55 | 121 | 16849
NXP02618A0T0IPFA1A2000000 | 225 | 200 | 250 |  | 261 | 237 | 174 | 5.4/0.3/5.7 | CH61 | 246X658X374 | 9,7x25,9x14,7 | 55 | 121 | 22138
NXP03258A0T0IPFA1A2000000 | 275 | 250 | 300 |  | 325 | 295 | 217 | 6.5/0.3/6.8 | CH62 | 246X658X374 | 9,7x25,9x14,7 | 55 | 121 | 24280
NXP03858A0T0IPFA1A2000000 | 350 | 300 | 350 |  | 385 | 350 | 257 | 7.5/0.4/7.9 | CH62 | 246X658X374 | 9,7x25,9x14,7 | 55 | 121 | 29673
NXP04168A0T0IPFA1A2000000 | 375 | 325 | 400 |  | 416 | 378 | 277 | 8.0/0.4/8.4 | CH62 | 246X658X374 | 9,7x25,9x14,7 | 55 | 121 | 31133
NXP04608A0T0IPFA1A2000000 | 400 | 350 | 450 |  | 460 | 418 | 307 | 8.7/0.4/9.1 | CH62 | 246X658X374 | 9,7x25,9x14,7 | 55 | 121 | 33399
NXP05028A0T0IPFA1A2000000 | 450 | 400 | 500 |  | 502 | 456 | 335 | 9.8/0.5/10.3 | CH62 | 246X658X374 | 9,7x25,9x14,7 | 55 | 121 | 35326
NXP05908A0T0IPFA1A2000000 | 525 | 475 | 500 |  | 590 | 536 | 393 | 10.9/0.6/11.5 | CH63 | 505x923x375 | 19,9x36,3x14,8 | 120 | 265 | 41775
NXP06508A0T0IPFA1A2000000 | 575 | 525 | 600 |  | 650 | 591 | 433 | 12.4/0.7/13.1 | CH63 | 505x923x375 | 19,9x36,3x14,8 | 120 | 265 | 46915
NXP07508A0T0IPFA1A2000000 | 675 | 600 | 700 |  | 750 | 682 | 500 | 14.4/0.8/15.2 | CH63 | 505x923x375 | 19,9x36,3x14,8 | 120 | 265 | 53231
NXP08208A0T0IPFA1A2000000 | 725 | 650 | 800 |  | 820 | 745 | 547 | 15.4/0.8/16.2 | CH64 | 746x923x375 | 29,4x36,3x14,8 | 180 | 397 | 59451
NXP09208A0T0IPFA1A2000000 | 825 | 750 | 900 |  | 920 | 836 | 613 | 17.2/0.9/18.1 | CH64 | 746x923x375 | 29,4x36,3x14,8 | 180 | 397 | 72642
NXP10308A0T0IPFA1A2000000 | 925 | 825 | 1000 |  | 1030 | 936 | 687 | 19.0/1.0/20.0 | CH64 | 746x923x375 | 29,4x36,3x14,8 | 180 | 397 | 79925
NXP11808A0T0IPFA1A2000000 | 1050 | 950 | 100 |  | 1180 | 1073 | 787 | 21.0/1.1/22.1 | CH64 | 746x923x375 | 29,4x36,3x14,8 | 180 | 397 | 91565
NXP13008A0T0IPFA1A2000000 | 1150 | 1050 | 1250 |  | 1300 | 1182 | 867 | 24.0/1.3/25.3 | CH64 | 746x923x375 | 29,4x36,3x14,8 | 180 | 397 | 104417
NXP15008A0T0IPFA1A2000000 | 1350 | 1225 | 1500 |  | 1500 | 1364 | 1000 | 28.0/1.5/29.5 | CH64 | 746x923x375 | 29,4x36,3x14,8 | 180 | 397 | 124565
NXP17008A0T0IPFA1A2000000 | 1500 | 1375 | 1500 |  | 1700 | 1545.4545 | 1133.3333 | 32.1/1.7/33.8 | CH64 | 746x923x375 | 29,4x36,3x14,8 | 180 | 397 | 145859
NXP18508A0T0IPFA1A2000000 | 1650 | 1500 | 1750 |  | 1850 | 1681.8182 | 1233.3333 | 34.2/1.8/36.0 | 2xCH64 | 2x(746x923x375) | 2x(29,4x36,3x14,8) | 360 | 794 | 154217
NXP21208A0T0IPFA1A2000000 | 1900 | 1725 | 2000 |  | 2120 | 1927.2727 | 1413.3333 | 37.8/2.0/39.8 | 2xCH64 | 2x(746x923x375) | 2x(29,4x36,3x14,8) | 360 | 794 | 179451
NXP23408A0T0IPFA1A2000000 | 2100 | 1900 | 2250 |  | 2340 | 2127.2727 | 1560 | 43.2/2.3/45.5 | 2xCH64 | 2x(746x923x375) | 2x(29,4x36,3x14,8) | 360 | 794 | 199983
NXP27008A0T0IPFA1A2000000 | 2400 | 2200 | 2500 |  | 2700 | 2454.5455 | 1800 | 50.4/2.7/53.1 | 2xCH64 | 2x(746x923x375) | 2x(29,4x36,3x14,8) | 360 | 794 | 232955
NXP31008A0T0IPFA1A2000000 | 2750 | 2500 | 3000 |  | 3100 | 2818.1818 | 2066.6667 | 57.7/3.1/60.8 | 2xCH64 | 2x(746x923x375) | 2x(29,4x36,3x14,8) | 360 | 794 | 276325
Vacon NXB 640-1136 VDC, IP00, EMC level T, liquid-cooled BCU (Brake chopper unit)
PRODUCT CODE | Electrical braking power |  |  |  | DRIVE OUTPUT | Minimum resistance |  | POWER LOSS | Frame | Dimensions |  | Weight |  | LIST
[5 empty] | Current | (per resistor) |  |  | Size | WxHxD |  | [kg] | [lb] | PRICE
| 840 VDC |  | 1100 VDC |  | Thermal | 840 VDC | 1100 VDC | c/a/T*) |  | [mm] | [inches] | ***) |  | EUR
| [kW] |  | [kW] |  | ITH [A] | [Ohm] | [Ohm] | [kW]
NXB01708A0T08PFA1A2000000 | 282 |  | 372 |  | 2x 170 | 4.9 | 6.5 | 3.6/0.2/3.8 | CH61 | 246X658X374 | 9,7x25,9x14,7 | 55 | 121 | 10887
NXB02088A0T08PFA1A2000000 | 346 |  | 456 |  | 2x 208 | 4 | 5.3 | 4.3/0.3/4.6 | CH61 | 246X658X374 | 9,7x25,9x14,7 | 55 | 121 | 11757
NXB02618A0T08PFA1A2000000 | 435 |  | 572 |  | 2x 261 | 3.2 | 4.2 | 5.4/0.3/5.7 | CH61 | 246X658X374 | 9,7x25,9x14,7 | 55 | 121 | 15446
NXB03258A0T08PFA1A2000000 | 542 |  | 713 |  | 2x 325 | 2.6 | 3.4 | 6.5/0.3/6.8 | CH62 | 246X658X374 | 9,7x25,9x14,7 | 55 | 121 | 16926
NXB03858A0T08PFA1A2000000 | 643 |  | 845 |  | 2x 385 | 2.2 | 2.9 | 7.5/0.4/7.9 | CH62 | 246X658X374 | 9,7x25,9x14,7 | 55 | 121 | 20686
NXB04168A0T08PFA1A2000000 | 693 |  | 913 |  | 2x 416 | 2 | 2.6 | 8.0/0.4/8.4 | CH62 | 246X658X374 | 9,7x25,9x14,7 | 55 | 121 | 21704
NXB04608A0T08PFA1A2000000 | 767 |  | 1010 |  | 2x 460 | 1.8 | 2.4 | 8.7/0.4/9.1 | CH62 | 246X658X374 | 9,7x25,9x14,7 | 55 | 121 | 23283
NXB05028A0T08PFA1A2000000 | 838 |  | 1100 |  | 2x 502 | 1.7 | 2.2 | 9.8/0.5/10.3 | CH62 | 246X658X374 | 9,7x25,9x14,7 | 55 | 121 | 24627
Vacon NXA 640-1200 VDC, IP00, EMC level T, liquid-cooled AFE (Active front-end)
PRODUCT CODE | DC POWER |  |  |  | AC CURRENT |  |  | POWER LOSS | Frame | Dimensions |  | Weight |  | LIST
[5 empty] | Current |  |  |  | Size | WxHxD |  | [kg] | [lb] | PRICE
| 525VAC | 525VAC | 690VAC | 690VAC | Thermal | Rated | Rated | c/a/T*) |  | [mm] | [inches] | ***) |  | EUR
| ITH [kW] | IL [kW] | ITH [kW] | IL [kW] | ITH [A] | IL [A] | IH [A] | [kW]
NXA01708A0T02PFA1A2000000 | 150 | 137 | 198 | 180 | 170 | 155 | 113 | 3.6/0.2/3.8 | CH61 | 246X658X374 | 9,7x25,9x14,7 | 55 | 121 | 13869
NXA02088A0T02PFA1A2000000 | 184 | 167 | 242 | 220 | 208 | 189 | 139 | 4.3/0.3/4.6 | CH61 | 246X658X374 | 9,7x25,9x14,7 | 55 | 121 | 14975
NXA02618A0T02PFA1A2000000 | 231 | 210 | 303 | 276 | 261 | 237 | 174 | 5.4/0.3/5.7 | CH61 | 246X658X374 | 9,7x25,9x14,7 | 55 | 121 | 19677
NXA03258A0T02PFA1A2000000 | 287 | 261 | 378 | 343 | 325 | 295 | 217 | 6.5/0.3/6.8 | CH62 | 246X658X374 | 9,7x25,9x14,7 | 55 | 121 | 21587
NXA03858A0T02PFA1A2000000 | 341 | 310 | 448 | 407 | 385 | 350 | 257 | 7.5/0.4/7.9 | CH62 | 246X658X374 | 9,7x25,9x14,7 | 55 | 121 | 26383
NXA04168A0T02PFA1A2000000 | 368 | 334 | 484 | 439 | 416 | 378 | 277 | 8.0/0.4/8.4 | CH62 | 246X658X374 | 9,7x25,9x14,7 | 55 | 121 | 27682
NXA04608A0T02PFA1A2000000 | 407 | 370 | 535 | 486 | 460 | 418 | 307 | 8.7/0.4/9.1 | CH62 | 246X658X374 | 9,7x25,9x14,7 | 55 | 121 | 29695
NXA05028A0T02PFA1A2000000 | 444 | 403 | 584 | 530 | 502 | 456 | 335 | 9.8/0.5/10.3 | CH62 | 246X658X374 | 9,7x25,9x14,7 | 55 | 121 | 31409
NXA05908A0T02PFA1A2000000 | 522 | 474 | 686 | 623 | 590 | 536 | 393 | 10.9/0.6/11.5 | CH63 | 505x923x375 | 19,9x36,3x14,8 | 120 | 265 | 37134
NXA06508A0T02PFA1A2000000 | 575 | 523 | 756 | 687 | 650 | 591 | 433 | 12.4/0.7/13.1 | CH63 | 505x923x375 | 19,9x36,3x14,8 | 120 | 265 | 41704
NXA07508A0T02PFA1A2000000 | 663 | 603 | 872 | 793 | 750 | 682 | 500 | 14.4/0.8/15.2 | CH63 | 505x923x375 | 19,9x36,3x14,8 | 120 | 265 | 47317
NXA08208A0T02PFA1A2000000 | 725 | 659 | 953 | 866 | 820 | 745 | 547 | 15.4/0.8/16.2 | CH64 | 746x923x375 | 29,4x36,3x14,8 | 180 | 397 | 52844
NXA09208A0T02PFA1A2000000 | 814 | 740 | 1070 | 972 | 920 | 836 | 613 | 17.2/0.9/18.1 | CH64 | 746x923x375 | 29,4x36,3x14,8 | 180 | 397 | 64568
NXA10308A0T02PFA1A2000000 | 911 | 828 | 1197 | 1088 | 1030 | 936 | 687 | 19.0/1.0/20.0 | CH64 | 746x923x375 | 29,4x36,3x14,8 | 180 | 397 | 71041
NXA11808A0T02PFA1A2000000 | 1044 | 949 | 1372 | 1247 | 1180 | 1073 | 787 | 21.0/1.1/22.1 | CH64 | 746x923x375 | 29,4x36,3x14,8 | 180 | 397 | 81387
NXA13008A0T02PFA1A2000000 | 1150 | 1046 | 1511 | 1374 | 1300 | 1182 | 867 | 24.0/1.3/25.3 | CH64 | 746x923x375 | 29,4x36,3x14,8 | 180 | 397 | 92811
NXA15008A0T02PFA1A2000000 | 1327 | 1207 | 1744 | 1586 | 1500 | 1364 | 1000 | 28.0/1.5/29.5 | CH64 | 746x923x375 | 29,4x36,3x14,8 | 180 | 397 | 110719
NXA17008A0T02PFA1A2000000 | 1504 | 1367 | 1976 | 1796 | 1700 | 1545 | 1133 | 32.1/1.7/33.8 | CH64 | 746x923x375 | 29,4x36,3x14,8 | 180 | 397 | 129640

## VACON NXP Liquid-Cooled Options
VACON NXP Liquid-Cooled Options | [8 empty] | Level 1
VACON OPTIONS for liquid-cooled NXP Control - Power unit communication cables
PRODUCT CODE | Description | [6 empty] | Suitability | LIST
PRICE
EUR
CAB-OPTICAL-FIBER-0.7M | Fiber optic cable set 0,7m / 27.59 inc | [6 empty] | NX LC Ch61, Ch62/72, Ch63, Ch64/74 | 83
CAB-OPTICAL-FIBER-1.5M | Fiber optic cable set 1,5m / 59.06 inc, Standard | [6 empty] | NX LC Ch61, Ch62/72, Ch63, Ch64/74 | 112
CAB-OPTICAL-FIBER-3.5M | Fiber optic cable set 3,5m /137.80 inc, Std when Ch3, Ch4, Ch5 w FIB-1.5 | [6 empty] | NX LC Ch61, Ch62/72, Ch63, Ch64/74 | 191
CAB-OPTICAL-FIBER-8M | Fiber optic cable set 8m / 314.96 inc | [6 empty] | NX LC Ch61, Ch62/72, Ch63, Ch64/74 | 359
CAB-OPTICAL-FIBER-PU1-1.8M | Fiber optic cable set 1,8m / 70.87 inc, Power unit 1. | [6 empty] | NX LC 2x Ch64/74 | 163
CAB-OPTICAL-FIBER-PU1-4M | Fiber optic cable set 4m / 157.48 inc, Power unit 1. | [6 empty] | NX LC 2x Ch64/74 | 265
CAB-OPTICAL-FIBER-PU2-3.8M | Fiber optic cable set 3,8m / 149.61 inc, Power unit 2. | [6 empty] | NX LC 2x Ch64/74 | 187
CAB-OPTICAL-FIBER-PU1-8M | Fiber optic cable set 8m / 314.96 inc, Power unit 1. | [6 empty] | NX LC 2x Ch64/74 | 499
CAB-OPTICAL-FIBER-PU2-8M | Fiber optic cable set 8m / 314.96 inc, Power unit 2. | [6 empty] | NX LC 2x Ch64/74 | 331
CAB-CABLE-SET-1-CU-PU-1.15M | Cable set CU-PU 1,15m / 45.28 inc | [6 empty] | NX LC CH3-CH4 | 62
CAB-CABLE-SET-2-CU-PU-1.15M | Cable set CU-PU 1,15m / 45.28 inc | [6 empty] | NX LC CH5 | 62
VACON OPTIONS for liquid-cooled
PRODUCT CODE | Description | [6 empty] | Suitability | LIST
PRICE
EUR
CAB-FIB-1.5 | NXP Vaconbus upgrading to fiber optic for CH3-CH5; Fiber Kit (Boards and cable) | [6 empty] | NX LC CH3-CH5 | 1389
CHOKE REDUCTION PRICES for liquid-cooled NXP
PRODUCT CODE | Description | [6 empty] | Suitability | LIST
PRICE
EUR
CH3 500V 6-pulse | AC chokes price reduction | [6 empty] | NX LC | -408
CH4 500V 6-pulse | AC chokes price reduction | [6 empty] | NX LC | -671
CH5 500V 6-pulse | AC chokes price reduction | [6 empty] | NX LC | -952
CH61 500V 6-pulse | AC chokes price reduction | [6 empty] | NX LC | -1051
CH72 500V 6-pulse | AC chokes price reduction | [6 empty] | NX LC | -2439
CH63 500V 6-pulse | AC chokes price reduction | [6 empty] | NX LC | -3868
CH74 500V 6-pulse | AC chokes price reduction | [6 empty] | NX LC | -13549
2xCH74 500V 6-pulse | AC chokes price reduction | [6 empty] | NX LC | -18493
CH72 500V 12-pulse | AC chokes price reduction | [6 empty] | NX LC | -2371
CH74 500V 12-pulse | AC chokes price reduction | [6 empty] | NX LC | -7115
2xCH74 500V 12-pulse | AC chokes price reduction | [6 empty] | NX LC | -14232
CH61 690V 6-pulse | AC chokes price reduction | [6 empty] | NX LC | -1033
CH72 690V 6-pulse | AC chokes price reduction | [6 empty] | NX LC | -1372
CH63 690V 6-pulse | AC chokes price reduction | [6 empty] | NX LC | -3354
CH74 690V 6-pulse | AC chokes price reduction | [6 empty] | NX LC | -7315
2xCH74 690V 6-pulse | AC chokes price reduction | [6 empty] | NX LC | -20323
CH72 690V 12-pulse | AC chokes price reduction | [6 empty] | NX LC | -1421
CH74 690V 12-pulse | AC chokes price reduction | [6 empty] | NX LC | -4260
2xCH74 690V 12-pulse | AC chokes price reduction | [6 empty] | NX LC | -8521
VACON OPTIONS for liquid-cooled NXP Heat exchangers
PRODUCT CODE | Description | [6 empty] | Suitability | LIST
PRICE
EUR
HXL-M-040-N-S | Heat exchanger unit stand; up to 40 kW, 120 l/min; Stainless steel piping, 1-pump | [6 empty] | NX LC | 35233
HXL-M-120-N-S | Heat exchanger unit stand; up to 120 kW, 360 l/min; Stainless steel piping, 1-pump | [6 empty] | NX LC | 45694
HXM-M-120-N-S | Heat exchanger unit stand; up to 120 kW, 360 l/min; Stainless steel piping, 2-pump | [6 empty] | NX LC | 51933
HXL-M-300-N-S | Heat exchanger unit stand; up to 300 kW, 900 l/min; Stainless steel piping, 1-pump | [6 empty] | NX LC | 73780
HXM-M-300-N-S | Heat exchanger unit stand; up to 300 kW, 900 l/min; Stainless steel piping, 2-pump | [6 empty] | NX LC | 87470
HXL-R-040-N-S | Heat exchanger unit installed into Rittal TS8 cabinet; up to 40 kW, 120 l/min; Stainless steel piping, 1-pump | [6 empty] | NX LC | 40002
HXL-R-120-N-S | Heat exchanger unit installed into Rittal TS8 cabinet; up to 120 kW, 360 l/min; Stainless steel piping, 1-pump | [6 empty] | NX LC | 51067
HXM-R-120-N-S | Heat exchanger unit installed into Rittal TS8 cabinet; up to 120 kW, 360 l/min; Stainless steel piping, 2-pump | [6 empty] | NX LC | 57743
HXL-R-300-N-S | Heat exchanger unit installed into Rittal TS8 cabinet; up to 300 kW, 900 l/min; Stainless steel piping, 1-pump | [6 empty] | NX LC | 87273
HXM-R-300-N-S | Heat exchanger unit installed into Rittal TS8 cabinet; up to 300 kW, 900 l/min; Stainless steel piping, 2-pump | [6 empty] | NX LC | 100977
HXL-V-040-N-S | Heat exchanger unit installed into VEDA cabinet; up to 40 kW, 120 l/min; Stainless steel piping, 1-pump | [6 empty] | NX LC | 40569
HXL-V-120-N-S | Heat exchanger unit installed into VEDA cabinet; up to 120 kW, 360 l/min; Stainless steel piping, 1-pump | [6 empty] | NX LC | 52491
HXM-V-120-N-S | Heat exchanger unit installed into VEDA cabinet; up to 120 kW, 360 l/min; Stainless steel piping, 2-pump | [6 empty] | NX LC | 59129
VACON OPTIONS Flanges, Thread pipes, Manifolds, Inhibitors for Heat exchangers
PRODUCT CODE | Description | [6 empty] | Suitability | LIST
PRICE
EUR
ENC-CORTEC-VPCI-649INHIBIT | Cortec VpCI-649 Inhibitor 1 liter | [6 empty] | NX LC | 160
HXA-11 | IP00 Air to liquid heat exchanger | [6 empty] | NX LC | 1177
VACON OPTIONS Brake choppers
PRODUCT CODE | Description | [6 empty] | Suitability | LIST
PRICE
EUR
NXP________1_W | Brake chopper for CH72 480-500VAC, 6-Pulse | [6 empty] | NX LC | 2668
NXP________1_W | Brake chopper for CH72 525-690VAC, 6-Pulse | [6 empty] | NX LC | 3461
NXP________1_W | Brake chopper for CH74 480-500VAC, 6 and 12-Pulse | [6 empty] | NX LC | 4037
NXP________1_W | Brake chopper for CH74 525-690VAC, 6 and 12-Pulse | [6 empty] | NX LC | 5263
VACON OPTIONS Precharging Circuit components for AFE
PRODUCT CODE | [8 empty] | LIST
PRICE
EUR
POW-CHARGING-AFE-FFE-FI9 |  |  | Charging kit for AFE/FFE FI9 | [5 empty] | 202
|  |  | Including items: |  | Q'ty | Description |  | Product Code
[5 empty] | 1 | Diode Bridge |  | SKD 82
[5 empty] | 2 | Charging resistors |  | CAV150C47R
[5 empty] | 1 | Snubber Capacitor |  | PHE 448
[5 empty] | 1 | Contactor |  | LC1D32P7
POW-CHARGING-AFE-FFE-FI10 |  |  | Charging kit for AFE/FFE FI10 | [5 empty] | 274
|  |  | Including items: |  | Q'ty | Description |  | Product Code
[5 empty] | 1 | Diode Bridge |  | SKD 82
[5 empty] | 2 | Charging resistors |  | CBV335C20R
[5 empty] | 1 | Snubber Capacitor |  | PHE 448
[5 empty] | 1 | Contactor |  | LC1D32P7
POW-CHARGING-AFE-FFE-FI13 |  |  | Charging kit for AFE/FFE FI13 | [5 empty] | 274
|  |  | Including items: |  | Q'ty | Description |  | Product Code
[5 empty] | 1 | Diode Bridge |  | SKD 82
[5 empty] | 2 | Charging resistors |  | CBV335C11R
[5 empty] | 1 | Snubber Capacitor |  | PHE 448
[5 empty] | 1 | Contactor |  | LC1D32P7
VACON TRANSFER PRODUCTS External air cooled brake resistors for liquid cooled Ch72 (Ch74) drives - IP20
PRODUCT CODE |  | Maximum brake | Maximum average | Resistance | Maximum energy | DIMENSIONS | WEIGHT | Suitability | LIST
|  | power [kW] | power [kW] | [Ω] | [kJ] (predefined | W x H x D mm | kg |  | PRICE
465...800VDC |  |  | (1 pulse/2min) |  | power pulse) |  |  |  | EUR
BRW-0730-LD-5 1) |  | 637 3) | 13,3 | 1,3 | 1594 | 480x600x740 | 55 | CH72 6-pulse, CH74 6- & 12-pulse | 3115
BRW-0730-HD-5 2) |  | 637 3) | 34,5 | 1,3 | 4145 | 480x1020x740 | 95 | CH72 6-pulse, CH74 6- & 12-pulse | 6013
640…1100VDC
BRW-0502-LD-6 1) |  | 516 4) | 10,8 | 2,8 | 1290 | 480x760x530 | 40 | CH72 6-pulse, CH74 6- & 12-pulse | 2611
BRW-0502-HD-6 2) |  | 516 4) | 28 | 2,8 | 3354 | 480x1020x740 | 85 | CH72 6-pulse, CH74 6- & 12-pulse | 5138
VACON TRANSFER PRODUCTS Air-cooled Regenerative LCL filters IP00 (Naturally convected)
PRODUCT CODE | Description |  |  |  | Dimensions L1 | Dimensions L2 | Weight | Suitability Ta 50°C | LIST
[5 empty] | WxHxD inches | WxHxD inches | L1/L2 lbs |  | PRICE
500V: | [8 empty] | EUR
REG-0018-5-0-P | In[A] (Ta 40°C)=18 In[A] (Ta 50°C)=16 |  |  |  | 210x240x154 | 155x180x90 | 12.5/4.5 | NX LC Ch3/500V: 16A | 659
REG-0032-5-0-P | In[A] (Ta 40°C)=32 In[A] (Ta 50°C)=28 |  |  |  | 240x270x180 | 190x220x100 | 19/7.5 | NX LC Ch3/500V: 22A | 989
REG-0048-5-0-P | In[A] (Ta 40°C)=48 In[A] (Ta 50°C)=42 |  |  |  | 240x270x200 | 190x215x110 | 24/10 | NX LC Ch3/500V: 31A, 38A | 1265
REG-0075-5-0-P | In[A] (Ta 40°C)=75 In[A] (Ta 50°C)=66 |  |  |  | 300x330230 | 210x245x120 | 48/14 | NX LC Ch3/500V: 45A, 61A | 1924
REG-0110-5-0-P | In[A] (Ta 40°C)=110 In[A] (Ta 50°C)=97 |  |  |  | 14.17x18.11x11.42 | 9.45x11.42x5.51 | 161/42 | NX LC Ch4/500V: 72A, 87A | 2909
REG-0180-5-0-P | In[A] (Ta 40°C)=180 In[A] (Ta 50°C)=155 |  |  |  | 14.17x18.11x12.99 | 9.45x12.2x7.28 | 198/73 | NX LC Ch4/500V: 105A, 140A | 3630
REG-0270-5-0-P | In[A] (Ta 40°C)=270 In[A] (Ta 50°C)=235 |  |  |  | 14.17x19.69x13.78 | 11.81x12.8x9.06 | 269/97 | NX LC Ch5/500V: 168A, 205A | 5460
REG-0410-5-0-P | In[A] (Ta 40°C)=410 In[A] (Ta 50°C)=360 |  |  |  | 16.54x20.67x14.96 | 11.81x12.8x9.06 | 419/132 | NX LC Ch5-Ch61/500V: 261A, 300 A | 7289
REG-0600-5-0-P | In[A] (Ta 40°C)=600 In[A] (Ta 50°C)=525 |  |  |  | 20.24x19.69x19.29 | 14.17x17.72x9.84 | 485/165 | NX LC Ch61-Ch62/500V: 385A...520A | 8895
REG-0840-5-0-P | In[A] (Ta 40°C)=40 In[A] (Ta 50°C)=740 |  |  |  | 18.9x23.43x20.47 | 16.54x18.7x11.81 | 661/220 | NX LC Ch62/500V: 590A, 650A, 730A | 12065
REG-1160-5-0-P | In[A] (Ta 40°C)=1160 In[A] (Ta 50°C)=1020 |  |  |  | 25.98x27.95x21.65 | 16.54x18.7x12.99 | 926/276 | NX LC Ch63/500V: 820A, 920A | 15067
REG-1480-5-0-P | In[A] (Ta 40°C)=1480 In[A] (Ta 50°C)=1302 |  |  |  | 25.98x29.53x22.83 | 18.9x21.65x14.96 | 1102/375 | NX LC Ch63/500V: 1030A, 1150 A | 20025
690V:
REG-0185-6-0-P | In[A] (Ta 40°C)=14 In[A] (Ta 50°C)=12 |  |  |  | 210x240x165 | 155x180x108 | 13.5/6.5 |  | 5311
REG-0287-6-0-P | In[A] (Ta 40°C)=287 In[A] (Ta 50°C)=250 |  |  |  | 18.9x20.47x17.72 | 14.17x15.75x9.84 | 463/165 | NX LC Ch61: 170A, 208A | 8174
REG-0390-6-0-P | In[A] (Ta 40°C)=390 In[A] (Ta 50°C)=340 |  |  |  | 18.9x21.65x18.5 | 14.17x17.72x10.43 | 661/209 | NX LC Ch61-62/690V: 261A, 325A | 10019
REG-0460-6-0-P | In[A] (Ta 40°C)=460 In[A] (Ta 50°C)=400 |  |  |  | 18.9x21.65x18.5 | 14.17x17.72x10.43 | 661/220 | NX LC Ch62/690V: 385A | 11035
REG-0620-6-0-P | In[A] (Ta 40°C)=620 In[A] (Ta 50°C)=545 |  |  |  | 25.98x24.61x17.72 | 16.54x16.73x14.17 | 882/364 | NX LC Ch62/690V: 416A, 460A, 502A | 14087
REG-0780-6-0-P | In[A] (Ta 40°C)=780 In[A] (Ta 50°C)=680 |  |  |  | 25.98x25.59x17.72 | 16.54x19.65x14.76 | 926/419 | NX LC Ch63/690V: 590A, 650A | 16713
REG-0920-6-0-P | In[A] (Ta 40°C)=920 In[A] (Ta 50°C)=810 |  |  |  | 25.98x25.59x21.26 | 18.9x17.72x15.75 | 1102/485 | NX LC Ch63/690V: 750A | 19501
REG-1180-6-0-P | In[A] (Ta 40°C)=1180 In[A] (Ta 50°C)=1040 |  |  |  | 23.62x27.56x23.62 | 18.9x19.69x15.75 | 1455/562 | NX LC Ch64/690V: 820A, 920A, 1030A | 21414
VACON TRANSFER PRODUCTS Liquid-cooled Regenerative LCL filters IP00
PRODUCT CODE | Description | [6 empty] | Suitability | LIST
PRICE
EUR
RLC-0385-6-0 | LCL-filter, 2-P | [6 empty] | NX LC Ch62/690V: 325A, 385A | 12567
RLC-0520-6-0 | LCL-filter, 3-P | [6 empty] | NX LC Ch62/500-690V | 14163
RLC-0750-6-0 | LCL-filter, 3-P | [6 empty] | NX LC Ch62/500, Ch63/690V | 15274
RLC-0920-6-0 | LCL-filter, 3-P | [6 empty] | NX LC Ch63/500, Ch64/690V | 17233
RLC-1180-6-0 | LCL-filter, 3-P | [6 empty] | NX LC Ch63/500, Ch64/690V | 18839
RLC-1640-6-0 | LCL-filter, 3-P | [6 empty] | NX LC Ch64/500-690V | 22836
RLC-2300-5-0 | LCL-filter, 2-P | [6 empty] | NX LC Ch64/500V: 2060A, 2300A | 26286
VACON TRANSFER PRODUCTS for liquid-cooled NXP Cooling Hoses
PRODUCT CODE | Description |  |  |  | Drive end thread |  | Customer end thread |  | LIST
PRICE
EUR
HCL-COOLING-HOSE-1500-19 | Lenght 1,5 m, indiam. 19 mm, 1pcs |  |  |  | G3/4" male fixed+Usit-R sealing |  | G3/4" female swivel |  | 178
HCL-COOLING-HOSE-1500-SET | Lenght 1,5 m, indiam. 16 mm, 2pcs |  |  |  | Female G1/2" Swivel conical seal |  | G1/2" male fixed+Usit-R sealing |  | 137
HCL-ADAPTER-COOLING-HOSE-A | Al hose adapter 160 x d 32 mm, 2pcs |  |  |  | G3/4" male fixed+Usit-R sealing |  | G1/2" male fixed conical sealing |  | 52
VACON TRANSFER PRODUCTS for liquid-cooled NXP Water Chillers
PRODUCT CODE | Description |  |  |  | kW | p (bar) | q (l/min) |  | LIST
[5 empty] | (P@35C / P@45C) |  |  |  | PRICE
EUR
UC-0030SP | Water chiller, IP44 |  |  |  | 3,8 / 3,3 | 3 | 20 |  | 7017
UC-0080SP | Water chiller, IP54 |  |  |  | 13,7 / 11,2 | 3.5 | 40 |  | 11633
UC-0140SP | Water chiller, IP54 |  |  |  | 22,1 / 18,3 | 3.5 | 80 |  | 14108
UC-0240SP | Water chiller, IP54 |  |  |  | 41,8 / 34,2 | 3 | 120 |  | 19400
UC-0400SP | Water chiller, IP54 |  |  |  | 48,6 / - | 3.5 | 120 |  | 26738
UC-0800SP | Water chiller, IP54 |  |  |  | 97,2 / - | 3.5 | 240 |  | 46355
UC-0500SP-E | Water chiller, IP54 |  |  |  | - / 43 | 3.5 | 120 |  | 29141
UC-1000SP-E | Water chiller, IP54 |  |  |  | - / 86 | 3.5 | 240 |  | 66096

## VACON NXP Grid Converters
VACON NXP Grid Converter
VACON NXP Grid Coverter software for VACON NXP Air and Liquid Cooled AFE Units
VACON NXP Grid Converter software functionality is an advanced software package developed by Vacon to enable active front-end units to meet
requirments needed when the active front-end unit is feeding or maintaining an electrical power grid.
Typical applications include: wind power converters, solar inverters, marine shaft generator converters, shore supplies and other local or
distributed power generation applications
The main features of the VACON NXP Grid Converter software typically include:
- enhanced stability and reliability of the grid
- uGrid and island modes
- short circuit current injection
- active and reactive power share with other generators
Ordering VACON NXP Grid Coverter software support for VACON NXP Air and Liquid Cooled AFE Units:
1. Pricing is based on continius current rating needed from the AFE unit (see graph below).
2. The AFE unit is ordered normally (or complete drive with AFE included)
3. Based on the serial number of the unit a software licence is ordered from Vacon for the required power
4. The licence fee is invoiced separately
Note !
The most common AFE products can also be ordered from Vacon with the licence pre-configured using the additonal order code +MASG.
The products ordered with the +MASG code are priced and configured for 100% current rating according to the graph below.
0
0
0

## VACON Common DC Bus
VACON Common DC Bus | [13 empty] | Level 1
VACON NXI 380-500 V, Type 1/IP21 and Type Open/IP00 air-cooled INU (Inverter unit), EMC Class T
PRODUCT CODE | Low Overload Ratings |  |  |  | High Overload Ratings |  |  |  | Frame | Dimensions |  | Weight |  | LIST
| Motor Power | Motor Power | Continuous | 110% | Motor Power | Motor Power | Continuous | 150% | Size | WxHxD |  | [kg] | [lb]
| Low Overload | Low Overload | Current | Overload | High Overload | High Overload | Current | Overload |  | [mm] | [inches] | ***) |  | PRICE
IP21/Type 1 | 400V [kW] | 480V [Hp] | IL [A] | Current [A] | 400V [kW] | 480V [Hp] | IH [A] | Current [A] | [5 empty] | EUR
NXI00045-A2T0CSS-A1A2000000 | 1,5 |  | 4.3 |  | 1.1 |  | 3.3 |  | FR4 | 128x292x190 |  | 5 |  | 1029
NXI00095-A2T0CSS-A1A2000000 | 4 |  | 9 |  | 3 |  | 7.6 |  | FR4 | 128x292x190 |  | 5 |  | 1183
NXI00125-A2T0CSS-A1A2000000 | 5,5 |  | 12 |  | 4 |  | 9 |  | FR4 | 128x292x190 |  | 5 |  | 1309
NXI00165-A2T0CSS-A1A2000000 | 7,5 |  | 16 |  | 5.5 |  | 12 |  | FR6 | 195x519x237 |  | 16 |  | 1526
NXI00225-A2T0CSS-A1A2000000 | 11 |  | 23 |  | 7.5 |  | 16 |  | FR6 | 195x519x237 |  | 16 |  | 1827
NXI00315-A2T0CSS-A1A2000000 | 15 |  | 31 |  | 11 |  | 23 |  | FR6 | 195x519x237 |  | 16 |  | 2156
NXI00385-A2T0CSS-A1A2000000 | 18,5 |  | 38 |  | 15 |  | 31 |  | FR6 | 195x519x237 |  | 16 |  | 2520
NXI00455-A2T0CSS-A1A2000000 | 22 |  | 46 |  | 18.5 |  | 38 |  | FR6 | 195x519x237 |  | 16 |  | 2828
NXI00725-A2T0CSS-A1A2000000 | 37 |  | 72 |  | 30 |  | 61 |  | FR7 | 237x591x257 |  | 29 |  | 4032
NXI00875-A2T0CSS-A1A2000000 | 45 |  | 87 |  | 37 |  | 72 |  | FR7 | 237x591x257 |  | 29 |  | 4893
NXI01055-A2T0CSS-A1A2000000 | 55 |  | 105 |  | 45 |  | 87 |  | FR7 | 237x591x257 |  | 29 |  | 5663
NXI01405-A2T0CSS-A1A2000000 | 75 |  | 140 |  | 55 |  | 105 |  | FR8 | 289x758x344 |  | 48 |  | 7253
IP00/Type Open
NXI01405-A0T0CSS-A1A2000000 | 75 |  | 140 |  | 55 |  | 105 |  | FR8 | 289x758x344 |  | 48 |  | 6594
NXI01685A0T0ISFA1A2000000 | 90 |  | 168 |  | 75 |  | 140 |  | FI9 | 239x1030x372 |  | 67 |  | 7861
NXI02055A0T0ISFA1A2000000 | 110 |  | 205 |  | 90 |  | 170 |  | FI9 | 239x1030x372 |  | 67 |  | 8652
NXI02615A0T0ISFA1A2000000 | 132 |  | 261 |  | 110 |  | 205 |  | FI9 | 239x1030x372 |  | 67 |  | 10052
NXI03005A0T0ISFA1A2000000 | 160 |  | 300 |  | 132 |  | 245 |  | FI9 | 239x1030x372 |  | 67 |  | 11340
NXI03855A0T0ISFA1A2000000 | 200 |  | 385 |  | 160 |  | 300 |  | FI10 | 239x1032x552 |  | 100 |  | 13482
NXI04605A0T0ISFA1A2000000 | 250 |  | 460 |  | 200 |  | 385 |  | FI10 | 239x1032x552 |  | 100 |  | 15008
NXI05205A0T0ISFA1A2000000 | 250 |  | 520 |  | 250 |  | 460 |  | FI10 | 239x1032x552 |  | 100 |  | 16884
NXI05905A0T0ISFA1A2000000 | 315 |  | 590 |  | 250 |  | 520 |  | FI12 | (2x239)x1032x552 |  | 200 |  | 20657
NXI06505A0T0ISFA1A2000000 | 355 |  | 650 |  | 315 |  | 590 |  | FI12 | (2x239)x1032x552 |  | 200 |  | 22617
NXI07305A0T0ISFA1A2000000 | 400 |  | 730 |  | 355 |  | 650 |  | FI12 | (2x239)x1032x552 |  | 200 |  | 24955
NXI08205A0T0ISFA1A2000000 | 450 |  | 820 |  | 400 |  | 730 |  | FI12 | (2x239)x1032x552 |  | 200 |  | 28721
NXI09205A0T0ISFA1A2000000 | 500 |  | 920 |  | 450 |  | 820 |  | FI12 | (2x239)x1032x552 |  | 200 |  | 32074
NXI10305A0T0ISFA1A2000000 | 560 |  | 1030 |  | 500 |  | 920 |  | FI12 | (2x239)x1032x552 |  | 200 |  | 36036
NXI11505A0T0ISFA1A2000000 | 710 |  | 1150 |  | 560 |  | 1150 |  | FI13 | 708x1032x553 |  | 306 |  | 41545
NXI13005A0T0ISFA1A2000000 | 710 |  | 1300 |  | 630 |  | 1150 |  | FI13 | 708x1032x553 |  | 306 |  | 50148
NXI14505A0T0ISFA1A2000000 | 800 |  | 1450 |  | 710 |  | 1300 |  | FI13 | 708x1032x553 |  | 306 |  | 59346
NXI17705A0T0ISFA1A2000000 | 1000 |  | 1770 |  | 900 |  | 1600 |  | FI14 | (2x708)x1032x553 |  | 612 |  | 71022
NXI21505A0T0ISFA1A2000000 | 1200 |  | 2150 |  | 1100 |  | 1940 |  | FI14 | (2x708)x1032x553 |  | 612 |  | 98973
NXI27005A0T0ISFA1A2000000 | 1500 |  | 2700 |  | 1500 |  | 2300 |  | FI14 | (2x708)x1032x553 |  | 612 |  | 128520
VACON NXI 380-500 V, Type 12/IP54 air-cooled INU (Inverter unit), EMC Class T
PRODUCT CODE | Low Overload Ratings |  |  |  | High Overload Ratings |  |  |  | Frame | Dimensions |  | Weight |  | LIST
| Motor Power | Motor Power | Continuous | 110% | Motor Power | Motor Power | Continuous | 150% | Size | WxHxD |  | [kg] | [lb]
| Low Overload | Low Overload | Current | Overload | High Overload | High Overload | Current | Overload |  | [mm] | [inches] | ***) |  | PRICE
| 400V [kW] | 480V [Hp] | IL [A] | Current [A] | 400V [kW] | 480V [Hp] | IH [A] | Current [A] | [5 empty] | EUR
NXI00045-A5T0CSS-A1A2000000 | 1,5 |  | 4.3 |  | 1.1 |  | 3.3 |  | FR4 | 128x292x190 |  | 5 |  | 1123
NXI00095-A5T0CSS-A1A2000000 | 4 |  | 9 |  | 3 |  | 7.6 |  | FR4 | 128x292x190 |  | 5 |  | 1277
NXI00125-A5T0CSS-A1A2000000 | 5,5 |  | 12 |  | 4 |  | 9 |  | FR4 | 128x292x190 |  | 5 |  | 1403
NXI00165-A5T0CSS-A1A2000000 | 7,5 |  | 16 |  | 5.5 |  | 12 |  | FR6 | 195x519x237 |  | 16 |  | 1723
NXI00225-A5T0CSS-A1A2000000 | 11 |  | 23 |  | 7.5 |  | 16 |  | FR6 | 195x519x237 |  | 16 |  | 2023
NXI00315-A5T0CSS-A1A2000000 | 15 |  | 31 |  | 11 |  | 23 |  | FR6 | 195x519x237 |  | 16 |  | 2353
NXI00385-A5T0CSS-A1A2000000 | 18,5 |  | 38 |  | 15 |  | 31 |  | FR6 | 195x519x237 |  | 16 |  | 2717
NXI00455-A5T0CSS-A1A2000000 | 22 |  | 46 |  | 18.5 |  | 38 |  | FR6 | 195x519x237 |  | 16 |  | 3025
NXI00725-A5T0CSS-A1A2000000 | 37 |  | 72 |  | 30 |  | 61 |  | FR7 | 237x591x257 |  | 29 |  | 4410
NXI00875-A5T0CSS-A1A2000000 | 45 |  | 87 |  | 37 |  | 72 |  | FR7 | 237x591x257 |  | 29 |  | 5271
NXI01055-A5T0CSS-A1A2000000 | 55 |  | 105 |  | 45 |  | 87 |  | FR7 | 237x591x257 |  | 29 |  | 6041
NXI01405-A5T0CSS-A1A2000000 | 75 |  | 140 |  | 55 |  | 105 |  | FR8 | 289x758x344 |  | 48 |  | 7979
VACON NXI 525-690 V, Type 1/IP21 and Type Open/IP00 air-cooled INU (Inverter unit), EMC Class T
PRODUCT CODE | Low Overload Ratings |  |  |  | High Overload Ratings |  |  |  | Frame | Dimensions |  | Weight |  | LIST
| Motor Power | Motor Power | Continuous | 110% | Motor Power | Motor Power | Continuous | 150% | Size | WxHxD |  | [kg] | [lb]
| Low Overload | Low Overload | Current | Overload | High Overload | High Overload | Current | Overload |  | [mm] | [inches] | ***) |  | PRICE
IP21/Type 1 | 690V [kW] | 575V [Hp] | IL [A] | Current [A] | 690V [kW] | 575V [Hp] | IH [A] | Current [A] | [5 empty] | EUR
NXI00046-A2T0CSS-A1A2000000 | 3 |  | 4.5 |  | 2.2 |  | 3.2 |  | FR6 | 195x519x237 |  | 16 |  | 1568
NXI00056-A2T0CSS-A1A2000000 | 4 |  | 5.5 |  | 3 |  | 4.5 |  | FR6 | 195x519x237 |  | 16 |  | 1652
NXI00076-A2T0CSS-A1A2000000 | 5,5 |  | 7.5 |  | 4 |  | 5.5 |  | FR6 | 195x519x237 |  | 16 |  | 1785
NXI00106-A2T0CSS-A1A2000000 | 7,5 |  | 10 |  | 5.5 |  | 7.5 |  | FR6 | 195x519x237 |  | 16 |  | 1981
NXI00136-A2T0CSS-A1A2000000 | 11 |  | 13.5 |  | 7.5 |  | 10 |  | FR6 | 195x519x237 |  | 16 |  | 2303
NXI00186-A2T0CSS-A1A2000000 | 15 |  | 18 |  | 11 |  | 13.5 |  | FR6 | 195x519x237 |  | 16 |  | 2751
NXI00226-A2T0CSS-A1A2000000 | 18,5 |  | 22 |  | 15 |  | 18 |  | FR6 | 195x519x237 |  | 16 |  | 3220
NXI00276-A2T0CSS-A1A2000000 | 22 |  | 27 |  | 18.5 |  | 22 |  | FR6 | 195x519x237 |  | 16 |  | 3738
NXI00346-A2T0CSS-A1A2000000 | 30 |  | 34 |  | 22 |  | 27 |  | FR6 | 195x519x237 |  | 16 |  | 4501
NXI00416-A2T0CSS-A1A2000000 | 37 |  | 41 |  | 30 |  | 34 |  | FR7 | 237x591x257 |  | 29 |  | 5292
NXI00526-A2T0CSS-A1A2000000 | 45 |  | 52 |  | 37 |  | 41 |  | FR7 | 237x591x257 |  | 29 |  | 6132
NXI00626-A2T0CSS-A1A2000000 | 55 |  | 62 |  | 45 |  | 52 |  | FR8 | 289x758x344 |  | 48 |  | 7854
NXI00806-A2T0CSS-A1A2000000 | 75 |  | 80 |  | 55 |  | 62 |  | FR8 | 289x758x344 |  | 48 |  | 9409
NXI01006-A2T0CSS-A1A2000000 | 90 |  | 100 |  | 75 |  | 80 |  | FR8 | 289x758x344 |  | 48 |  | 10987
IP00/Type Open
NXI00626-A0T0CSS-A1A2000000 | 55 |  | 62 |  | 45 |  | 52 |  | FR8 | 289x758x344 |  | 48 |  | 7140
NXI00806-A0T0CSS-A1A2000000 | 75 |  | 80 |  | 55 |  | 62 |  | FR8 | 289x758x344 |  | 48 |  | 8554
NXI01006-A0T0CSS-A1A2000000 | 90 |  | 100 |  | 75 |  | 80 |  | FR8 | 289x758x344 |  | 48 |  | 9989
NXI01256A0T0ISFA1A2000000 | 110 |  | 125 |  | 90 |  | 100 |  | FI9 | 239x1030x372 |  | 67 |  | 10976
NXI01446A0T0ISFA1A2000000 | 132 |  | 144 |  | 110 |  | 125 |  | FI9 | 239x1030x372 |  | 67 |  | 11564
NXI01706A0T0ISFA1A2000000 | 160 |  | 170 |  | 132 |  | 144 |  | FI9 | 239x1030x372 |  | 67 |  | 12894
NXI02086A0T0ISFA1A2000000 | 200 |  | 208 |  | 160 |  | 170 |  | FI9 | 239x1030x372 |  | 67 |  | 14336
NXI02616A0T0ISFA1A2000000 | 250 |  | 261 |  | 200 |  | 208 |  | FI10 | 239x1032x552 |  | 100 |  | 16345
NXI03256A0T0ISFA1A2000000 | 315 |  | 325 |  | 250 |  | 261 |  | FI10 | 239x1032x552 |  | 100 |  | 19516
NXI03856A0T0ISFA1A2000000 | 355 |  | 385 |  | 315 |  | 325 |  | FI10 | 239x1032x552 |  | 100 |  | 22939
NXI04166A0T0ISFA1A2000000 | 400 |  | 416 |  | 315 |  | 325 |  | FI10 | 239x1032x552 |  | 100 |  | 24871
NXI04606A0T0ISFA1A2000000 | 450 |  | 460 |  | 355 |  | 385 |  | FI12 | (2x239)x1032x552 |  | 200 |  | 27405
NXI05026A0T0ISFA1A2000000 | 500 |  | 502 |  | 450 |  | 460 |  | FI12 | (2x239)x1032x552 |  | 200 |  | 30933
NXI05906A0T0ISFA1A2000000 | 560 |  | 590 |  | 500 |  | 502 |  | FI12 | (2x239)x1032x552 |  | 200 |  | 36036
NXI06506A0T0ISFA1A2000000 | 630 |  | 650 |  | 560 |  | 590 |  | FI12 | (2x239)x1032x552 |  | 200 |  | 40579
NXI07506A0T0ISFA1A2000000 | 710 |  | 750 |  | 630 |  | 650 |  | FI12 | (2x239)x1032x552 |  | 200 |  | 47355
NXI08206A0T0ISFA1A2000000 | 800 |  | 820 |  | 630 |  | 650 |  | FI12 | (2x239)x1032x552 |  | 200 |  | 52689
NXI09206A0T0ISFA1A2000000 | 900 |  | 920 |  | 800 |  | 820 |  | FI13 | 708x1032x553 |  | 306 |  | 63098
NXI10306A0T0ISFA1A2000000 | 1000 |  | 1030 |  | 900 |  | 920 |  | FI13 | 708x1032x553 |  | 306 |  | 71330
NXI11806A0T0ISFA1A2000000 | 1150 |  | 1180 |  | 1000 |  | 1030 |  | FI13 | 708x1032x553 |  | 306 |  | 81872
NXI15006A0T0ISFA1A2000000 | 1500 |  | 1500 |  | 1300 |  | 1300 |  | FI14 | (2x708)x1032x553 |  | 612 |  | 101325
NXI19006A0T0ISFA1A2000000 | 1800 |  | 1900 |  | 1500 |  | 1500 |  | FI14 | (2x708)x1032x553 |  | 612 |  | 130865
NXI22506A0T0ISFA1A2000000 | 2000 |  | 2250 |  | 1800 |  | 1900 |  | FI14 | (2x708)x1032x553 |  | 612 |  | 163219
VACON NXI 525-690 V, Type 12/IP54 air-cooled INU (Inverter unit), EMC Class T
PRODUCT CODE | Low Overload Ratings |  |  |  | High Overload Ratings |  |  |  | Frame | Dimensions |  | Weight |  | LIST
| Motor Power | Motor Power | Continuous | 110% | Motor Power | Motor Power | Continuous | 150% | Size | WxHxD |  | [kg] | [lb]
| Low Overload | Low Overload | Current | Overload | High Overload | High Overload | Current | Overload |  | [mm] | [inches] | ***) |  | PRICE
| 690V [kW] | 575V [Hp] | IL [A] | Current [A] | 690V [kW] | 575V [Hp] | IH [A] | Current [A] | [5 empty] | EUR
NXI00046-A5T0CSS-A1A2000000 | 3 |  | 4.5 |  | 2.2 |  | 3.2 |  | FR6 | 195x519x237 |  | 16 |  | 1765
NXI00056-A5T0CSS-A1A2000000 | 4 |  | 5.5 |  | 3 |  | 4.5 |  | FR6 | 195x519x237 |  | 16 |  | 1849
NXI00076-A5T0CSS-A1A2000000 | 5,5 |  | 7.5 |  | 4 |  | 5.5 |  | FR6 | 195x519x237 |  | 16 |  | 1981
NXI00106-A5T0CSS-A1A2000000 | 7,5 |  | 10 |  | 5.5 |  | 7.5 |  | FR6 | 195x519x237 |  | 16 |  | 2177
NXI00136-A5T0CSS-A1A2000000 | 11 |  | 13.5 |  | 7.5 |  | 10 |  | FR6 | 195x519x237 |  | 16 |  | 2499
NXI00186-A5T0CSS-A1A2000000 | 15 |  | 18 |  | 11 |  | 13.5 |  | FR6 | 195x519x237 |  | 16 |  | 2947
NXI00226-A5T0CSS-A1A2000000 | 18,5 |  | 22 |  | 15 |  | 18 |  | FR6 | 195x519x237 |  | 16 |  | 3417
NXI00276-A5T0CSS-A1A2000000 | 22 |  | 27 |  | 18.5 |  | 22 |  | FR6 | 195x519x237 |  | 16 |  | 3935
NXI00346-A5T0CSS-A1A2000000 | 30 |  | 34 |  | 22 |  | 27 |  | FR6 | 195x519x237 |  | 16 |  | 4697
NXI00416-A5T0CSS-A1A2000000 | 37 |  | 41 |  | 30 |  | 34 |  | FR7 | 237x591x257 |  | 29 |  | 5670
NXI00526-A5T0CSS-A1A2000000 | 45 |  | 52 |  | 37 |  | 41 |  | FR7 | 237x591x257 |  | 29 |  | 6510
NXI00626-A5T0CSS-A1A2000000 | 55 |  | 62 |  | 45 |  | 52 |  | FR8 | 289x758x344 |  | 48 |  | 8639
NXI00806-A5T0CSS-A1A2000000 | 75 |  | 80 |  | 55 |  | 62 |  | FR8 | 289x758x344 |  | 48 |  | 10350
NXI01006-A5T0CSS-A1A2000000 | 90 |  | 100 |  | 75 |  | 80 |  | FR8 | 289x758x344 |  | 48 |  | 12086
VACON Common DC bus TRANSFER PRODUCTS Charging Switch for NXI
PRODUCT CODE |  |  |  |  | SUITABILITY | [8 empty] | LIST
PRICE
EUR
POW-CHAR-SWITCH-INU-FI9-FI10-V1 |  |  |  |  | FI9-FI10 NXI, V1= releasing coil voltage 110 VAC | [8 empty] | 1670
POW-CHAR-SWITCH-INU-FI9-FI10-V2 |  |  |  |  | FI9-FI10 NXI, V2= releasing coil voltage 230 VAC | [8 empty] | 1670
POW-CHAR-SWITCH-INU-FI12-V1 |  |  |  |  | FI12 NXI, V1= releasing coil voltage 110 VAC | [8 empty] | 2292
POW-CHAR-SWITCH-INU-FI12-V2 |  |  |  |  | FI12 NXI, V2= releasing coil voltage 230 VAC | [8 empty] | 2292
POW-CHAR-SWITCH-INU-FI13-V1 |  |  |  |  | FI13 NXI, releasing coil voltage 110 VAC | [8 empty] | 2639
POW-CHAR-SWITCH-INU-FI13-V2 |  |  |  |  | FI13 NXI, V2= releasing coil voltage 230 VAC | [8 empty] | 2639
VACON Common DC bus OPTIONS Charging resistors
PRODUCT CODE |  |  |  |  | SUITABILITY | [8 empty] | LIST
PRICE
EUR
POW-CHAR-RESIS-INU-11R |  |  |  |  | Charcing resistor including 2pcs charging resistors | [8 empty] | 145
POW-CHAR-RESIS-INU-20R |  |  |  |  | Charcing resistor including 2pcs charging resistors | [8 empty] | 133
POW-CHAR-RESIS-INU-35R |  |  |  |  | Charcing resistor including 2pcs charging resistors | [8 empty] | 145
POW-CHAR-RESIS-INU-47R |  |  |  |  | Charcing resistor including 2pcs charging resistors | [8 empty] | 54
VACON NXA 380-500 V, Type Open/IP00 air-cooled AFE (Active Front End), EMC Class T
PRODUCT CODE | Low Overload Ratings |  |  |  | High Overload Ratings |  |  |  | Frame | Dimensions |  | Weight |  | LIST
| DC Power | DC Power | Continuous | 110% | DC Power | DC Power | Continuous | 150% | Size | WxHxD |  | [kg] | [lb]
| 400VAC | 500VAC | Current | Overload | 400VAC | 500VAC | Current | Overload |  | [mm] | [inches] | ***) |  | PRICE
| [kW] | [kW] | IL [A] | Current [A] | [kW] | [kW] | IH [A] | Current [A] | [5 empty] | EUR
NXA02615A0T02SFA1A2000000 | 176 | 220 | 261 |  |  |  | 205 |  | FI9 | 239x1030x372 |  | 67 |  | 10052
NXA04605A0T02SFA1A2000000 | 310 | 388 | 460 |  |  |  | 385 |  | FI10 | 239x1032x552 |  | 100 |  | 15008
NXA13005A0T02SFA1A2000000 | 876 | 1092 | 1300 |  |  |  | 1150 |  | FI13 | 708x1032x553 |  | 306 |  | 50148
VACON NXA 525-690 V, Type Open /IP00, air-cooled AFE (Active Front End), EMC Class T
PRODUCT CODE | Low Overload Ratings |  |  |  | High Overload Ratings |  |  |  | Frame | Dimensions |  | Weight |  | LIST
| DC Power | DC Power | Continuous | 110% | DC Power | DC Power | Continuous | 150% | Size | WxHxD |  | [kg] | [lb]
| 690VAC | 690VAC | Current | Overload | 690VAC | 690VAC | Current | Overload |  | [mm] | [inches] | ***) |  | PRICE
| [kW] | [kW] | IL [A] | Current [A] | [kW] | [kW] | IH [A] | Current [A] | [5 empty] | EUR
NXA01706A0T02SFA1A2000000 | 198 |  | 170 |  |  |  | 144 |  | FI9 | 239x1030x372 |  | 67 |  | 12894
NXA03256A0T02SFA1A2000000 | 378 |  | 325 |  |  |  | 261 |  | FI10 | 239x1032x552 |  | 100 |  | 19516
NXA10306A0T02SFA1A2000000 | 1195 |  | 1030 |  |  |  | 920 |  | FI13 | 708x1032x553 |  | 306 |  | 71330
VACON Transfer products LCL filters for AFE
PRODUCT CODE | [13 empty] | LIST
PRICE
EUR
VACON-LCL-0261-5-x0R011T | [13 empty] | 4615
VACON-LCL-0460-5-x0R011T | [13 empty] | 5609
VACON-LCL-1300-5-x0R011T | [13 empty] | 12041
VACON-LCL-0170-6-x0R011T | [13 empty] | 5335
VACON-LCL-0325-6-x0R011T | [13 empty] | 6165
VACON-LCL-1030-6-x0R011T | [13 empty] | 14059
x = A or B
A = DC fan without DC/DC-power supply
B = DC fan with integrated DC/DC-power supply
Please see LCL filters Type Designation Code at the end of the pricelist
VACON Common DC bus OPTIONS Charging Circuit components for AFE
PRODUCT CODE | [13 empty] | LIST
PRICE
EUR
POW-CHARGING-AFE-FFE-FI9 |  |  |  |  | Charging kit for AFE/FFE FI9 | [8 empty] | 202
[5 empty] | Including items: |  | Q'ty | Description |  | Product Code
[7 empty] | 1 | Diode Bridge |  | SKD 82
[7 empty] | 2 | Charging resistors |  | CAV150C47R
[7 empty] | 1 | Snubber Capacitor |  | PHE 448
[7 empty] | 1 | Contactor |  | LC1D32P7
POW-CHARGING-AFE-FFE-FI10 |  |  |  |  | Charging kit for AFE/FFE FI10 | [8 empty] | 274
[5 empty] | Including items: |  | Q'ty | Description |  | Product Code
[7 empty] | 1 | Diode Bridge |  | SKD 82
[7 empty] | 2 | Charging resistors |  | CBV335C20R
[7 empty] | 1 | Snubber Capacitor |  | PHE 448
[7 empty] | 1 | Contactor |  | LC1D32P7
POW-CHARGING-AFE-FFE-FI13 |  |  |  |  | Charging kit for AFE/FFE FI13 | [8 empty] | 274
[5 empty] | Including items: |  | Q'ty | Description |  | Product Code
[7 empty] | 1 | Diode Bridge |  | SKD 82
[7 empty] | 2 | Charging resistors |  | CBV335C11R
[7 empty] | 1 | Snubber Capacitor |  | PHE 448
[7 empty] | 1 | Contactor |  | LC1D32P7
VACON NXN 380-690 V, Type Open /IP00 air-cooled NFE (Non-regenerative Front End), EMC Class T
PRODUCT CODE | Low Overload Ratings |  |  |  | High Overload Ratings |  |  |  | Frame | Dimensions |  | Weight |  | LIST
| DC Power | DC Power | Continuous | 110% | DC Power | DC Power | Continuous | 150% | Size | WxHxD |  | [kg] | [lb]
| 690VAC | 690VAC | Current | Overload | 690VAC | 690VAC | Current | Overload |  | [mm] | [inches] | ***) |  | PRICE
| [kW] | [kW] | IL [A] | Current [A] | [kW] | [kW] | IH [A] | Current [A] | [5 empty] | EUR
NXN06506X0T0SSV0000000000 | 708 |  | 650 |  |  |  | 507 |  | FI9 | 239x1032x372 |  | 66 |  | 10983
CHOKE REDUCTION PRICE for air-cooled NXN UNIT 380-690V (NFE)
PRODUCT CODE |  |  |  |  | Description | [8 empty] | LIST
PRICE
EUR
FI9 690V |  |  |  |  | AC chokes price reduction | [8 empty] | -1372
VACON Transfer products Chokes for air-cooled NXN UNIT 380-690V (NFE)
PRODUCT CODE | [13 empty] | LIST
PRICE
EUR
FLU-CHK-0650-6 | [13 empty] | 1610
VACON NXB 380-500 V, Type 1/IP21 and Type Open/IP00 air-cooled BCU (Brake chopper unit), EMC Class T
PRODUCT CODE | Continous braking power |  |  |  | Braking | Min. Braking resistor |  |  | Frame | Dimensions |  | Weight |  | LIST
[5 empty] | current | (per resistor) |  |  | Size | WxHxD |  | [kg] | [lb]
[10 empty] | [mm] | [inches] | ***) |  | PRICE
IP21/Type 1 | 540 VDC |  | 675 VDC |  | IL [A] | 540 VDC | 675 VDC | [6 empty] | EUR
NXB00045-A2T08SS-A1A2000000 | 10.1952 |  | 12.744 |  | 8 | 159.3 | 199.125 |  | FR4 | 128x292x190 |  | 5 |  | 1029
NXB00095-A2T08SS-A1A2000000 | 11.4696 |  | 14.337 |  | 18 | 70.8 | 88.5 |  | FR4 | 128x292x190 |  | 5 |  | 1183
NXB00125-A2T08SS-A1A2000000 | 15.2928 |  | 19.116 |  | 24 | 53.1 | 66.375 |  | FR4 | 128x292x190 |  | 5 |  | 1309
NXB00165-A2T08SS-A1A2000000 | 20.3904 |  | 25.488 |  | 32 | 39.825 | 49.7812 |  | FR6 | 195x519x237 |  | 16 |  | 1526
NXB00225-A2T08SS-A1A2000000 | 28.0368 |  | 35.046 |  | 44 | 28.9636 | 36.2045 |  | FR6 | 195x519x237 |  | 16 |  | 1827
NXB00315-A2T08SS-A1A2000000 | 39.5064 |  | 49.383 |  | 62 | 20.5548 | 25.6935 |  | FR6 | 195x519x237 |  | 16 |  | 2156
NXB00385-A2T08SS-A1A2000000 | 48.4272 |  | 60.534 |  | 76 | 16.7684 | 20.9605 |  | FR6 | 195x519x237 |  | 16 |  | 2520
NXB00455-A2T08SS-A1A2000000 | 57.348 |  | 71.685 |  | 90 | 14.16 | 17.7 |  | FR6 | 195x519x237 |  | 16 |  | 2828
NXB00725-A2T08SS-A1A2000000 | 94.3056 |  | 117.882 |  | 148 | 8.6108 | 10.7635 |  | FR7 | 237x591x257 |  | 29 |  | 4032
NXB00875-A2T08SS-A1A2000000 | 110.8728 |  | 138.591 |  | 174 | 7.3241 | 9.1552 |  | FR7 | 237x591x257 |  | 29 |  | 4893
NXB01055-A2T08SS-A1A2000000 | 133.812 |  | 167.265 |  | 210 | 6.0686 | 7.5857 |  | FR7 | 237x591x257 |  | 29 |  | 5663
NXB01405A2T08SS-A1A2000000 | 178.416 |  | 223.02 |  | 280 | 4.5514 | 5.6893 |  | FR8 | 289x758x344 |  | 48 |  | 7253
IP00/Type Open
NXB01405-A0T08SS-A1A2000000 | 178.416 |  | 223.02 |  | 280 | 4.5514 | 5.6893 |  | FR8 | 289x758x344 |  | 48 |  | 6594
NXB01685A0T08SFA1A2000000 | 214.0992 |  | 267.624 |  | 336 | 3.7929 | 4.7411 |  | FI9 | 239x1030x372 |  | 67 |  | 7861
NXB02055A0T08SFA1A2000000 | 261.252 |  | 326.565 |  | 410 | 3.1083 | 3.8854 |  | FI9 | 239x1030x372 |  | 67 |  | 8652
NXB02615A0T08SFA1A2000000 | 332.6184 |  | 415.773 |  | 522 | 2.4414 | 3.0517 |  | FI9 | 239x1030x372 |  | 67 |  | 10052
NXB03005A0T08SFA1A2000000 | 382.32 |  | 477.9 |  | 600 | 2.124 | 2.655 |  | FI9 | 239x1030x372 |  | 67 |  | 11340
NXB03855A0T08SFA1A2000000 | 490.644 |  | 613.305 |  | 770 | 1.6551 | 2.0688 |  | FI10 | 239x1032x552 |  | 100 |  | 13482
NXB04605A0T08SFA1A2000000 | 586.224 |  | 732.78 |  | 920 | 1.3852 | 1.7315 |  | FI10 | 239x1032x552 |  | 100 |  | 15008
NXB05205A0T08SFA1A2000000 | 662.688 |  | 828.36 |  | 1040 | 1.2254 | 1.5317 |  | FI10 | 239x1032x552 |  | 100 |  | 16884
NXB11505A0T08SFA1A2000000 | 1465.56 |  | 1831.95 |  | 2300 | 0.55409 | 0.69261 |  | FI13 | 708x1032x553 |  | 306 |  | 41545
NXB13005A0T08SFA1A2000000 | 1656.72 |  | 2070.9 |  | 2600 | 0.49015 | 0.61269 |  | FI13 | 708x1032x553 |  | 306 |  | 50148
NXB14505A0T08SFA1A2000000 | 1847.88 |  | 2309.85 |  | 2900 | 0.43945 | 0.54931 |  | FI13 | 708x1032x553 |  | 306 |  | 59346
VACON NXB 525-690 V, Type 1/IP21 and Type Open/IP00 air-cooled BCU (Brake chopper unit), EMC Class T
PRODUCT CODE | Continous braking power |  |  |  | Braking | Min. Braking resistor |  |  | Frame | Dimensions |  | Weight |  | LIST
[5 empty] | current | (per resistor) |  |  | Size | WxHxD |  | [kg] | [lb]
[10 empty] | [mm] | [inches] | ***) |  | PRICE
IP21/Type 1 | 708 VDC |  | 931 VDC |  | IL [A] | 708 VDC | 931 VDC | [6 empty] | EUR
NXB00046-A2T08SS-A1A2000000 | 6.6835 |  | 8.7886 |  | 8 | 238.36 | 274.645 |  | FR6 | 195x519x237 |  | 16 |  | 1568
NXB00056-A2T08SS-A1A2000000 | 8.3544 |  | 10.9858 |  | 10 | 190.688 | 219.716 |  | FR6 | 195x519x237 |  | 16 |  | 1652
NXB00076-A2T08SS-A1A2000000 | 11.6962 |  | 15.3801 |  | 14 | 136.2057 | 156.94 |  | FR6 | 195x519x237 |  | 16 |  | 1785
NXB00106-A2T08SS-A1A2000000 | 16.7088 |  | 21.9716 |  | 20 | 95.344 | 109.858 |  | FR6 | 195x519x237 |  | 16 |  | 1981
NXB00136-A2T08SS-A1A2000000 | 21.7214 |  | 28.5631 |  | 26 | 73.3415 | 84.5062 |  | FR6 | 195x519x237 |  | 16 |  | 2303
NXB00186-A2T08SS-A1A2000000 | 30.0758 |  | 39.5489 |  | 36 | 52.9689 | 61.0322 |  | FR6 | 195x519x237 |  | 16 |  | 2751
NXB00226-A2T08SS-A1A2000000 | 36.7594 |  | 48.3375 |  | 44 | 43.3382 | 49.9355 |  | FR6 | 195x519x237 |  | 16 |  | 3220
NXB00276-A2T08SS-A1A2000000 | 45.1138 |  | 59.3233 |  | 54 | 35.3126 | 40.6881 |  | FR6 | 195x519x237 |  | 16 |  | 3738
NXB00346-A2T08SS-A1A2000000 | 56.8099 |  | 74.7034 |  | 68 | 28.0424 | 32.3112 |  | FR6 | 195x519x237 |  | 16 |  | 4501
NXB00416-A2T08SS-A1A2000000 | 68.5061 |  | 90.0836 |  | 82 | 23.2546 | 26.7946 |  | FR7 | 237x591x257 |  | 29 |  | 5292
NXB00526-A2T08SS-A1A2000000 | 86.8858 |  | 114.2523 |  | 104 | 18.3354 | 21.1265 |  | FR7 | 237x591x257 |  | 29 |  | 6132
NXB00626-A2T08SS-A1A2000000 | 103.5946 |  | 136.2239 |  | 124 | 15.3781 | 17.719 |  | FR8 | 289x758x344 |  | 48 |  | 7854
NXB00806-A2T08SS-A1A2000000 | 133.6704 |  | 175.7728 |  | 160 | 11.918 | 13.7322 |  | FR8 | 289x758x344 |  | 48 |  | 9409
NXB01006-A2T08SS-A1A2000000 | 167.088 |  | 219.716 |  | 200 | 9.5344 | 10.9858 |  | FR8 | 289x758x344 |  | 48 |  | 10987
IP00/Type Open
NXB00626-A0T08SS-A1A2000000 | 103.5946 |  | 136.2239 |  | 124 | 15.3781 | 17.719 |  | FR8 | 289x758x344 |  | 48 |  | 7140
NXB00806-A0T08SS-A1A2000000 | 133.6704 |  | 175.7728 |  | 160 | 11.918 | 13.7322 |  | FR8 | 289x758x344 |  | 48 |  | 8554
NXB01006-A0T08SS-A1A2000000 | 167.088 |  | 219.716 |  | 200 | 9.5344 | 10.9858 |  | FR8 | 289x758x344 |  | 48 |  | 9989
NXB01256A0T08SFA1A2000000 | 208.86 |  | 274.645 |  | 250 | 7.6275 | 8.7886 |  | FI9 | 239x1030x372 |  | 67 |  | 10976
NXB01446A0T08SFA1A2000000 | 240.6067 |  | 316.391 |  | 288 | 6.6211 | 7.629 |  | FI9 | 239x1030x372 |  | 67 |  | 11564
NXB01706A0T08SFA1A2000000 | 284.0496 |  | 373.5172 |  | 340 | 5.6085 | 6.4622 |  | FI9 | 239x1030x372 |  | 67 |  | 12894
NXB02086A0T08SFA1A2000000 | 347.543 |  | 457.0093 |  | 416 | 4.5838 | 5.2816 |  | FI9 | 239x1030x372 |  | 67 |  | 14336
NXB02616A0T08SFA1A2000000 | 436.0997 |  | 573.4588 |  | 522 | 3.653 | 4.2091 |  | FI10 | 239x1032x552 |  | 100 |  | 16345
NXB03256A0T08SFA1A2000000 | 543.036 |  | 714.077 |  | 650 | 2.9337 | 3.3802 |  | FI10 | 239x1032x552 |  | 100 |  | 19516
NXB03856A0T08SFA1A2000000 | 643.2888 |  | 845.9066 |  | 770 | 2.4765 | 2.8535 |  | FI10 | 239x1032x552 |  | 100 |  | 22939
NXB04166A0T08SFA1A2000000 | 695.0861 |  | 914.0186 |  | 832 | 2.2919 | 2.6408 |  | FI10 | 239x1032x552 |  | 100 |  | 24871
NXB09206A0T08SFA1A2000000 | 1537.2096 |  | 2021.3872 |  | 1840 | 1.0363 | 1.1941 |  | FI13 | 708x1032x553 |  | 306 |  | 63098
NXB10306A0T08SFA1A2000000 | 1721.0064 |  | 2263.0748 |  | 2060 | 0.92567 | 1.0666 |  | FI13 | 708x1032x553 |  | 306 |  | 71330
NXB11806A0T08SFA1A2000000 | 1971.6384 |  | 2592.6488 |  | 2360 | 0.808 | 0.931 |  | FI13 | 708x1032x553 |  | 306 |  | 81872

## VACON NXP System Drive
VACON NXP System Drive
VACON NXP System Drive Configurations for VACON NXP Air-Cooled Common DC Products
The VACON NXP System Drive enclosure solution is a pre-designed Rittal TS8 based configurable system for creating project specific
common DC bus drive configurations
It offers a professional and pre-tested way of creating world-class user friendly, reliable and safe drive systems utilizing the core products in the
VACON NXP Common DC bus product range.
VACON NXP System Drive prices are quoted via project specific quotations from Vacon sales offices or SI partners.
The following types of pre-designed cabinet sections are available:
|  | ADS | Auxiliary Device Section
|  | MIS | Main Incoming Section
|  | NFS | Non-regenerative Front-end Section
|  | AFS | Active Front-end Section
|  | IUS | Inverter Unit Section
|  | DBS | Dynamic Brake Unit Section
For customers and partners:
Please contact your local Vacon company for more information. Your local Vacon contact will go throught steps shown below and to
create a VACON NXP SystemDrive offer.
More information for customers and partners:
http://www.vacon.com/products/AC-Drives/VACON-NXP-System-Drive/?source=products
For Vacon users the basic steps for creating an configuration for the VACON NXP System Drive include the following main steps:
1. Size, select and configure invterters and options based on the project specific motor list and application, add to Vacon Sales
2. Size and select front-end units and possible braking units based on application specific calculated maximum input and output power, add to Vacon Sales
3. Use the VACON NXP System Drive online configurator to configure incoming sections, busbars, auxiliary cabinet sections and other common properties
4. Use the VACON NXP System Drive online configurator to configure cabinet sections and options for selected inverter units and front-end units
5. VACON NXP System Drive online configurator will output drawings and prices for the selected configuration, add price to Vacon Sales
6. The total price of the system is the total sum of the selected drive component configuration + the VACON NXP System drive cabinet configuration
7. Contact Vacon Solution Support to verify that the selected configuration is functional
More product information and contact information for Vacon internal users:
http://www.intra.vacon.com/Default.aspx?id=489628
Example configuration for Vacon NXP System Drive
0
0
0

## VACON NX Options for Air-Cooled
VACON NX Options for Air-Cooled | [5 empty] | Level 1
VACON NX OPTIONS Internal brake choppers
PRODUCT CODE | Description |  |  |  | Suitability | LIST
PRICE
EUR
208-240 V
NX_00752___1___ | Factory option * |  |  |  | FR7 | 233
NX_00882___1___ | Factory option * |  |  |  | FR7 | 233
NX_01142___1___ | Factory option * |  |  |  | FR7 | 233
NX_01402___1___ | Factory option, includes the connection box */** |  |  |  | FR8 | 361
NX_01702___1___ | Factory option, includes the connection box */** |  |  |  | FR8 | 361
NX_02052___1___ | Factory option, includes the connection box */** |  |  |  | FR8 | 361
NX_02612___1___ | Factory option, includes the connection box */** |  |  |  | FR9 | 909
NX_03002___1___ | Factory option, includes the connection box */** |  |  |  | FR9 | 909
380-500 V
NX_00725___1___ | Factory option * |  |  |  | FR7 | 233
NX_00875___1___ | Factory option * |  |  |  | FR7 | 233
NX_01055___1___ | Factory option * |  |  |  | FR7 | 233
NX_01405___1___ | Factory option, includes the connection box */** |  |  |  | FR8 | 361
NX_01685___1___ | Factory option, includes the connection box */** |  |  |  | FR8 | 361
NX_02055___1___ | Factory option, includes the connection box */** |  |  |  | FR8 | 361
NX_02615___1___ | Factory option, includes the connection box */** |  |  |  | FR9 | 909
NX_03005___1___ | Factory option, includes the connection box */** |  |  |  | FR9 | 909
NX_03855___1___ | Factory option * |  |  |  | FR10 | 1331
NX_04605___1___ | Factory option * |  |  |  | FR10 | 1331
NX_05205___1___ | Factory option * |  |  |  | FR10 | 1331
NX_05905___1___ | Factory option * |  |  |  | FR11 | 1779
NX_06505___1___ | Factory option * |  |  |  | FR11 | 1779
NX_07305___1___ | Factory option * |  |  |  | FR11 | 1779
NX_08205___1___ | Factory option */ ** |  |  |  | FR12 | 4836
NX_09205___1___ | Factory option */ ** |  |  |  | FR12 | 4836
NX_10305___1___ | Factory option */ ** |  |  |  | FR12 | 4836
525-690 V
NX_00046___1___ | Factory option * |  |  |  | FR6 | 166
NX_00056___1___ | Factory option * |  |  |  | FR6 | 166
NX_00076___1___ | Factory option * |  |  |  | FR6 | 166
NX_00106___1___ | Factory option * |  |  |  | FR6 | 166
NX_00136___1___ | Factory option * |  |  |  | FR6 | 166
NX_00186___1___ | Factory option * |  |  |  | FR6 | 166
NX_00226___1___ | Factory option * |  |  |  | FR6 | 166
NX_00276___1___ | Factory option * |  |  |  | FR6 | 166
NX_00346___1___ | Factory option * |  |  |  | FR6 | 166
NX_00416___1___ | Factory option * |  |  |  | FR7 | 177
NX_00526___1___ | Factory option * |  |  |  | FR7 | 177
NX_00626___1___ | Factory option, includes the connection box */** |  |  |  | FR8 | 449
NX_00806___1___ | Factory option, includes the connection box */** |  |  |  | FR8 | 449
NX_01006___1___ | Factory option, includes the connection box */** |  |  |  | FR8 | 449
NX_01256___1___ | Factory option, includes the connection box */** |  |  |  | FR9 | 909
NX_01446___1___ | Factory option, includes the connection box */** |  |  |  | FR9 | 909
NX_01706___1___ | Factory option, includes the connection box */** |  |  |  | FR9 | 909
NX_02086___1___ | Factory option, includes the connection box */** |  |  |  | FR9 | 909
NX_02616___1___ | Factory option * |  |  |  | FR10 | 1415
NX_03256___1___ | Factory option * |  |  |  | FR10 | 1415
NX_03856___1___ | Factory option * |  |  |  | FR10 | 1415
NX_04166___1___ | Factory option * |  |  |  | FR10 | 1415
NX_04606___1___ | Factory option * |  |  |  | FR11 | 2123
NX_05026___1___ | Factory option * |  |  |  | FR11 | 2123
NX_05906___1___ | Factory option * |  |  |  | FR11 | 2123
NX_06506___1___ | Factory option */** |  |  |  | FR12 | 4915
NX_07506___1___ | Factory option */** |  |  |  | FR12 | 4915
NX_08206___1___ | Factory option */** |  |  |  | FR12 | 4915
VACON NX OPTIONS DC-connection (FR8-FR12)
PRODUCT CODE | Description |  |  |  | Suitability | LIST
PRICE
EUR
208-240 V
NX_01402____B__ | Factory option, includes the connection box */**/*** |  |  |  | FR8 | 205
NX_01702____B__ | Factory option, includes the connection box */**/*** |  |  |  | FR8 | 205
NX_02052____B__ | Factory option, includes the connection box */**/*** |  |  |  | FR8 | 205
NX_02612____B__ | Factory option, includes the connection box */**/*** |  |  |  | FR9 | 262
NX_03002____B__ | Factory option, includes the connection box */**/*** |  |  |  | FR9 | 262
380-500 V
NX_01405____B__ | Factory option, includes the connection box */**/*** |  |  |  | FR8 | 205
NX_01685____B__ | Factory option, includes the connection box */**/*** |  |  |  | FR8 | 205
NX_02055____B__ | Factory option, includes the connection box */**/*** |  |  |  | FR8 | 205
NX_02615____B__ | Factory option, includes the connection box */**/*** |  |  |  | FR9 | 262
NX_03005____B__ | Factory option, includes the connection box */**/*** |  |  |  | FR9 | 262
NX_03855____B__ | Factory option * |  |  |  | FR10 | 335
NX_04605____B__ | Factory option * |  |  |  | FR10 | 335
NX_05205____B__ | Factory option * |  |  |  | FR10 | 335
NX_05905____B__ | Factory option * |  |  |  | FR11 | 335
NX_06505____B__ | Factory option * |  |  |  | FR11 | 335
NX_07305____B__ | Factory option * |  |  |  | FR11 | 335
NX_08205____B__ | Factory option * |  |  |  | FR12 | 513
NX_09205____B__ | Factory option * |  |  |  | FR12 | 513
NX_10305____B__ | Factory option * |  |  |  | FR12 | 513
525-690 V
NX_00626____B__ | Factory option, includes the connection box */**/*** |  |  |  | FR8 | 205
NX_00806____B__ | Factory option, includes the connection box */**/*** |  |  |  | FR8 | 205
NX_01006____B__ | Factory option, includes the connection box */**/*** |  |  |  | FR8 | 205
NX_01256____B__ | Factory option, includes the connection box */**/*** |  |  |  | FR9 | 262
NX_01446____B__ | Factory option, includes the connection box */**/*** |  |  |  | FR9 | 262
NX_01706____B__ | Factory option, includes the connection box */**/*** |  |  |  | FR9 | 262
NX_02086____B__ | Factory option, includes the connection box */**/*** |  |  |  | FR9 | 262
NX_02616____B__ | Factory option * |  |  |  | FR10 | 335
NX_03256____B__ | Factory option * |  |  |  | FR10 | 335
NX_03856____B__ | Factory option * |  |  |  | FR10 | 335
NX_04166____B__ | Factory option * |  |  |  | FR11 | 335
NX_04606____B__ | Factory option * |  |  |  | FR11 | 335
NX_05026____B__ | Factory option * |  |  |  | FR11 | 335
NX_05906____B__ | Factory option * |  |  |  | FR11 | 335
NX_06506____B__ | Factory option * |  |  |  | FR12 | 513
NX_07506____B__ | Factory option * |  |  |  | FR12 | 513
NX_08206____B__ | Factory option * |  |  |  | FR12 | 513
VACON NX OPTIONS Internal brake resistors
PRODUCT CODE | Description |  | Energy 2 s full | Avarage power | Suitability | LIST
|  | Resistance | torque braking | 1 pulse/min |  | PRICE
|  | [Ω] | [kJ] | [W] |  | EUR
NX_00035___2___ |  | 120 | 4 | 45 | FR4 | 31
NX_00045___2___ |  | 120 | 4 | 45 | FR4 | 31
NX_00055___2___ |  | 120 | 4 | 45 | FR4 | 31
NX_00075___2___ |  | 120 | 4 | 45 | FR4 | 31
NX_00095___2___ |  | 120 | 4 | 45 | FR4 | 31
NX_00125___2___ |  | 120 | 4 | 45 | FR4 | 31
NX_00165___2___ |  | 55 | 8.9 | 100 | FR5 | 49
NX_00225___2___ |  | 55 | 8.9 | 100 | FR5 | 49
NX_00315___2___ |  | 55 | 8.9 | 100 | FR5 | 49
NX_00385___2___ |  | 30 | 16 | 175 | FR6 | 75
NX_00455___2___ |  | 30 | 16 | 175 | FR6 | 75
NX_00615___2___ |  | 30 | 16 | 175 | FR6 | 75
VACON NX OPTIONS Integrated RFI filter options
PRODUCT CODE | Description |  |  |  | Suitability | LIST
PRICE
EUR
NX_00035__C____ | ** Factory option |  |  |  | NX_* | 31
NX_00045__C____ | ** Factory option |  |  |  | NX_* | 31
NX_00055__C____ | ** Factory option |  |  |  | NX_* | 31
NX_00075__C____ | ** Factory option |  |  |  | NX_* | 31
NX_00095__C____ | ** Factory option |  |  |  | NX_* | 31
NX_00125__C____ | ** Factory option |  |  |  | NX_* | 31
NX_00165__C____ | ** Factory option |  |  |  | NX_* | 63
NX_00225__C____ | ** Factory option |  |  |  | NX_* | 63
NX_00315__C____ | ** Factory option |  |  |  | NX_* | 63
NX_00385__C____ | ** Factory option |  |  |  | NX_* | 99
NX_00455__C____ | ** Factory option |  |  |  | NX_* | 99
NX_00615__C____ | ** Factory option |  |  |  | NX_* | 99
External 48VDC supply input for main fan
PRODUCT CODE | Description |  |  |  | Suitability | LIST
PRICE
EUR
Contact factory | External supply input for DC fan * |  |  |  | NX_ FR8-14, FI9-14 | 0
VACON NX OPTIONS Enclosure kits
PRODUCT CODE | Description |  |  |  | Suitability | LIST
PRICE
EUR
VACON-ENC-IP5-FR4-MP | IP54 kit, grey cover |  |  |  | NXP FR4 | 145
VACON-ENC-IP5-FR5-MP-G3 | IP54 kit, grey cover |  |  |  | NXP FR5 | 203
VACON-ENC-IP5-FR6-MP-G3 | IP54 kit, grey cover |  |  |  | NXP FR6 | 303
VACON-ENC-IP5-FR7-MP-G3 | IP54 kit, grey cover |  |  |  | NXP FR7 | 585
VACON-ENC-IP5-FR4 | IP54 kit, light blue cover |  |  |  | NXS FR4, NXL MF4 | 145
VACON-ENC-IP5-FR5-G3 | IP54 kit, light blue cover |  |  |  | NXS FR5, NXL MF5 | 203
VACON-ENC-IP5-FR6-G3 | IP54 kit, light blue cover |  |  |  | NXS FR6, NXL MF6 | 303
VACON-ENC-IP5-FR7-G3 | IP54 kit, light blue cover |  |  |  | NXS FR7 | 585
VACON NX OPTIONS Through hole mounting kits
PRODUCT CODE | Description |  |  |  | Suitability | LIST
PRICE
EUR
ENC-THR-FR4 | Through hole mounting kit |  |  |  | FR4/MF4, IP21 | 93
ENC-THR-FR5 | Through hole mounting kit |  |  |  | FR5/MF5, IP21 | 93
ENC-THR-FR6 | Through hole mounting kit |  |  |  | FR6/MF6, IP21 | 93
ENC-THR-FR7 | Through hole mounting kit |  |  |  | FR7, IP21 | 93
ENC-THR-FR8 | Through hole mounting kit |  |  |  | FR8 | 93
ENC-THR-FR9 | Through hole mounting kit |  |  |  | FR9 | 114
VACON NX OPTIONS Through hole mounting kits IP54
PRODUCT CODE | Description |  |  |  | Suitability | LIST
PRICE
EUR
ENC-THR-FR4-54 | Through hole mounting kit, includes parts to upgrade power section from IP21 to IP54 |  |  |  | FR4/MF4, IP21 | 127
ENC-THR-FR5-54-G3 | Through hole mounting kit, includes parts to upgrade power section from IP21 to IP54 |  |  |  | FR5/MF5, IP21 | 127
ENC-THR-FR6-54 | Through hole mounting kit, includes parts to upgrade power section from IP21 to IP54 |  |  |  | FR6/MF6, IP21 | 127
VACON NX OPTIONS Assembly Kits for Rittal TS8
PRODUCT CODE | Description |  |  |  | Suitability | LIST
PRICE
EUR
ENC-PCA-ASSYKIT-FR09-IP21 | FR9 assembly kit for Rittal TS8 (incl. IP21 roof) |  |  |  | FR9 | 471
ENC-PCA-ASSYKIT-FR10-IP21 | FR10 assembly kit for Rittal TS8 (incl. IP21 roof) |  |  |  | FR10/FR12 | 269
ENC-PCA-ASSYKIT-AFR11-IP21 | FR11 assembly kit for Rittal TS8 (incl. IP21 roof) |  |  |  | FR11 | 325
ENC-PCA-ASSYKIT-BFR11-IP21 | FR11 590A/690V 730A/500V assembly kit for Rittal TS8 (incl. IP21 roof) |  |  |  | FR11 (590A/690V 730A/500V) | 770
ENC-PCA-ASSYKIT-2XFI09-IP21 | 2xFI9 assembly kit for Rittal TS8 (incl. IP21 roof) |  |  |  | FR13/FR14 (2xFI9) | 461
ENC-PCA-ASSYKIT-3XFI09-IP21 | 3xFI9 assembly kit for Rittal TS8 (incl. IP21 roof) |  |  |  | FR13 (3xFI9) | 1139
ENC-PCA-ASSYKIT-2XFI10-IP21 | FI12 (2xFI10) assembly kit for Rittal TS8 (incl. IP21 roof) |  |  |  | FI12 (2xFI10) | 335
ENC-PCA-ASSYKIT-3XFI10-IP21 | FI13 (3xFI10) assembly kit for Rittal TS8 (incl. IP21 roof) |  |  |  | FR13/FR14 (3xFI10) | 1272
VACON NX OPTIONS FR9 Floor Assembly Option
PRODUCT CODE | Description |  |  |  | Suitability | LIST
PRICE
EUR
ENC-LEG-FR9 | Floor assembly option 493x1650x362 mm * |  |  |  | FR9 | 431

## VACON NX Options
VACON NX Options | [9 empty] | Level 1
VACON NX OPTIONS Display panels, Door installation sets, RS232 cables, Fiber optic cables, Ferrite rings
PRODUCT CODE |  | Description | [5 empty] | Suitability |  | LIST
PRICE
EUR
Display panels *
PAN-A |  | Alphanumeric display panel | [5 empty] | NXS, NXP |  | 114
PAN-A-MP |  | Enhanced NXP alphanumeric panel with Vacon logo | [7 empty] | 114
PAN-A-MP-N |  | Enhanced NXP alphanumeric neutral panel | [7 empty] | 114
PAN-B |  | No display panel, reduction price | [5 empty] | NX_ |  | -38
PAN-C |  | 7-segment display panel | [5 empty] | NXL |  | 49
PAN-RS |  | RS232C adapter panel | [5 empty] | NXL |  | 86
PAN-G |  | Graphical display panel | [5 empty] | NXS, NXP |  | 130
PAN-G-MP |  | Enhanced NXP Fullgraphic panel with Vacon logo | [7 empty] | 130
PAN-G-MP-N |  | Enhanced NXP Fullgraphic neutral panel | [7 empty] | 130
PAN-F |  | Dummy keypad (just case, LED's visible) | [5 empty] | NXS, NXP |  | 16
Door installation sets
PAN-DRA-02B |  | Door installation set for display panel, 2 m / 78.7 in cable | [5 empty] | NXS, NXP |  | 109
PAN-DRA-04B |  | Door installation set for display panel, 4 m / 157.5 in cable | [5 empty] | NXS, NXP |  | 117
PAN-DRA-15B |  | Door installation set for display panel, 15 m / 590.6 in cable | [5 empty] | NXS, NXP |  | 124
PAN-DRA-02L |  | Door installation set for display panel, 2 m/ 78.7 in cable | [5 empty] | NXL |  | 81
PAN-DRA-04L |  | Door installation set for display panel, 4 m / 157.5 in cable | [5 empty] | NXL |  | 89
RS232 cables
CAB-RS232C-2M |  | 2 m/ 78.7 in RS232 serial link cable, pin to pin | [5 empty] | NX_ |  | 26
CAB-RS232C-4M |  | 4 m/157.5 in RS232 serial link cable, pin to pin | [5 empty] | NX_ |  | 37
CAB-RS232C-15M |  | 15 m/ 590.6 in RS232 serial link cable, pin to pin | [5 empty] | NX_ |  | 77
CAB-RS232-1.5M |  | 1,5 m / 59.1 in RS232 PC cable | [5 empty] | NXS, NXP |  | 23
Fiber optic cables for system bus (OPT-D1, OPT-D2)
CAB-SYS-1M |  | Fiber optic cable (pair), 1 m | [5 empty] | NXP |  | 29
CAB-SYS-2M |  | Fiber optic cable (pair), 2 m | [5 empty] | NXP |  | 37
CAB-SYS-4M |  | Fiber optic cable (pair), 4 m | [5 empty] | NXP |  | 58
CAB-SYS-10M |  | Fiber optic cable (pair), 10 m | [5 empty] | NXP |  | 113
Ferrite rings
FLU-FER-FGT |  | Ferrite ring assembly* (in NXC please use +OCM option) | [5 empty] | FR10-14, NXP liquid cooled | 6 cores/set | 117
VACON NX OPTIONS I/O cards
PRODUCT CODE |  | Description | [5 empty] | Suitability |  | LIST
PRICE
EUR
OPT-A1 |  | 6DI, 1DO, 2AI(mA/V), 1AO(mA/V), +10 Vref, +24 V/EXT+24 V | [5 empty] | NXS, NXP |  | 91
OPT-A2 |  | 2RO(NO/NC) | [5 empty] | NXS, NXP |  | 49
OPT-A3-V |  | 1RO(NO/NC), 1RO(NO), 1T1 | [5 empty] | NXS, NXP |  | 67
OPT-A4-V |  | 3DI(Encoder RS422), Out +5 V/+15 V | [5 empty] | NXP (NXS) |  | 96
OPT-A5-V |  | 3DI(Encoder 10...24V), Out +15 V/+24 V | [5 empty] | NXP (NXS) |  | 96
OPT-A7 |  | Double encoder (Wide Range), 6D1, 2xDO | [5 empty] | NXP |  | 410
OPT-A8 |  | As NXOPTA1, but analog I/O and +10Vref galv. de-coupled as a group | [5 empty] | NXS, NXP |  | 177
OPT-A9 |  | As NXOPTA1, but 2,5 mm² terminals, not with AF board | [5 empty] | NXS, NXP |  | 104
OPT-AA |  | 3DI, 1RO(NO/NC), 1DO | [5 empty] | NXL |  | 49
OPT-AE |  | Encoder board (Wide Range), 3DI(Encoder 10...24 V), Out +15 V/+24 V, 2DO (encoder divider and direction) | [5 empty] | NXP (NXS) |  | 221
OPT-AF-V |  | STO SIL2/PL"d" + ATEX appr. Thermistor, all boards need to be varnished | [5 empty] | NXP |  | 159
OPT-AI |  | I/O expander board for NXL, 3DI, 1RO (NO), Thermistor | [5 empty] | NXL |  | 75
OPT-AK-V |  | SIN/COS encoder interface | [5 empty] | NXP |  | 75
OPT-AL-V |  | 6DI (42…240VAC), 2AI, 2AO, 1DO, Out 15 V / 24 V | [5 empty] | NXS, NXP |  | 151
OPT-AN-V |  | 6DI galv. de-coupled as a group, 2AI and 2AO (Programmable 0…20mA, 4…20mA, 0…10V, 2…10V, -10…+10V) | [5 empty] | NXP |  | 159
OPT-B1 |  | 6DI/DO (programmable, DI or DO) | [5 empty] | NXS, NXP, (NXL) |  | 101
OPT-B2-V |  | 1RO(NO/NC), 1RO(NO), Thermistor | [5 empty] | NX_ |  | 117
OPT-B4-V |  | 1AI(mA, isolated), 2AO(mA, isolated), +24 V/EXT+24 V | [5 empty] | NX_ |  | 179
OPT-B5-V |  | 3RO(NO) | [5 empty] | NX_ |  | 109
OPT-B8-V |  | 3Pt100, +24 V/EXT+24 V | [5 empty] | NXS, NXP (NXL) |  | 312
OPT-B9 |  | 1RO(NO), 5 pcs of 41...240 VAC input | [5 empty] | NXS, NXP (NXL) |  | 161
OPT-BB |  | ENDAT encoder card, 2xDO (RS422) | [5 empty] | NXP |  | 207
OPT-BC |  | RESOLVER, 3x DO (Wide Range) | [5 empty] | NXP |  | 312
OPT-BE-V |  | SSI and Endat Encoders | [5 empty] | NXP |  | 83
OPT-BH-V |  | 3 x Temp sensor inputs (PT100, PT1000, KTY84-130, KTY84-150, KTY84-131, NI1000) | [5 empty] | NXP |  | 129
OPT-BL-V |  | Advanced safety option, requires AF board | [5 empty] | NXP |  | 419
OPT-BM-V |  | Advanced safety option - pulse encoder interface, requires AF board | [5 empty] | NXP |  | 623
OPT-BN-V |  | Advanced safety option - SIN/COS encoder interface, requires AF board | [5 empty] | NXP |  | 623
OPT-C2 |  | Modbus RTU / N2 | [5 empty] | NX_ |  | 105
OPT-C3-V |  | Profibus DP | [5 empty] | NX_ |  | 183
OPT-C4-V |  | LonWorks | [5 empty] | NX_ |  | 314
OPT-C5-V |  | Profibus DP (D9 type connector) | [5 empty] | NX_ |  | 195
OPT-C6 |  | CANopen | [5 empty] | NX_ |  | 177
OPT-C7-V |  | DeviceNet | [5 empty] | NX_ |  | 172
OPT-C8 |  | Modbus RTU / N2 (D9 type connector) | [5 empty] | NX_ |  | 231
OPT-CI-V |  | Modbus TCP/IP | [5 empty] | NX_ |  | 283
OPT-CJ-V |  | BACnet MS/TP | [5 empty] | NX_ |  | 114
OPT-CG-V |  | S2 Protocol | [5 empty] | NXP |  | 410
OPT-CP-V |  | ProfiNet I/O | [5 empty] | NX_ |  | 283
OPT-CQ-V |  | Ethernet/IP | [5 empty] | NX |  | 283
OPT-D1 |  | System Bus adapter (2x fiber optic cable, please find prices from previous page) | [5 empty] | NXP |  | 205
OPT-D2-V |  | System Bus (1x fiber optic cable, please find prices from previous page) & CAN-bus (galv. decoupled) | [5 empty] | NXP |  | 171
OPT-D3 |  | RS232 adapter card (not galvanically decoupled) | [5 empty] | NXS, NXP |  | 104
OPT-D6-V |  | CAN-Bus (galv. decoupled) | [5 empty] | NXP |  | 111
OPT-D7 |  | Line voltage measurement board | [5 empty] | NXP |  | 321
OPT-E9-V |  | 2-Port Ethernet option (Modbus TCP/UDP, PROFINET, EtherNet/IP, RSTP, MRP) | [5 empty] | NXS, NXP |  | 283
OPT-EC-V |  | EtherCAT field bus | [5 empty] | NXP |  | 325
VACON NX OPTIONS I/O cards REDUCTION PRICE
PRODUCT CODE |  | Description | [5 empty] | Suitability |  | LIST
PRICE
EUR
OPT-A1r ** |  | 6DI, 1DO, 2AI(mA/V), 1AO(mA/V), +10 Vref, +24 V/EXT+24 V | [5 empty] | NXS, NXP |  | -63
OPT-A2r ** |  | 2RO(NO/NC) | [5 empty] | NXS, NXP |  | -38
VACON NX OPTIONS I/O cards VARNISHED
PRODUCT CODE |  | Description |  |  |  | Suitability |  |  |  | LIST
PRICE
EUR
OPT-__-V |  | Additional varnishing cost per one option card (when the card is ordered separately), e.g. OPT-A3-V | [7 empty] | 29
NXL___________V |  | Varnished PCB's, includes all circuit boards in the unit |  |  |  | NXL |  |  |  | 65
NX____________V |  | Varnished PCB's, includes all circuit boards in the unit |  |  |  | Air cooled NXS, NXP & NXI FR4-8 |  |  |  | 131
NX___________WV |  | Varnished PCB's, includes all circuit boards in the unit |  |  |  | Liquid cooled CH3-CH5 |  |  |  | 65
NX___________WG |  | Varnished PCB's, includes all circuit boards in the unit |  |  |  | Liquid cooled CH61 - 2xCH74 |  |  |  | 65
NX____________G |  | Varnished PCB's, includes all circuit boards in the unit |  |  |  | FI9-14, FR10-14 with external control, NXC FR9-FR14 |  |  |  | 299
NX____________B |  | Varnished PCB's, includes all circuit boards in the unit |  |  |  | FR10-FR12 IP00 with integrated control, FR10-FR11 Stand-alone |  |  |  | 299
VACON NX OPTIONS Software tools
PRODUCT CODE |  | Description | [7 empty] | LIST
PRICE
EUR
PROGRAMMING |  | Personal license for Vacon Programming * | [7 empty] | 3067
PROGRAMMING+UPGRADE |  | Upgrade license from NC61131-3 to Vacon Programming * | [7 empty] | 1533
VACON NX OPTIONS Other options
PRODUCT CODE |  | Description | [5 empty] | Suitability |  | LIST
PRICE
EUR
NXS Demo |  | NXS 115-230 V demo case, motor included | [7 empty] | 3271
NXP Demo |  | NXP 115-230 V demo case, motor included | [7 empty] | 3468
NXL Demo 1 |  | NXL MF2 115 V demo, switches and pots included, no motor | [7 empty] | 805
NXL Demo 2 |  | NXL MF2 230 V demo, switches and pots included, no motor | [7 empty] | 805
NXL Demo 2 MF4 |  | NXL MF4 230 V demo case, motor included | [7 empty] | 2751
ENC-DIN-MF2 |  | DIN rail assembly option | [5 empty] | NXL MF2 |  | 8
ENC-DIN-MF3 |  | DIN rail assembly option | [5 empty] | NXL MF3 |  | 10
VACON NX OPTIONS Packaging with Corrosion Inhibitor
PRODUCT CODE |  | Description | [5 empty] | Suitability |  | LIST
PRICE
EUR
GSSE-LOW * |  | VCI Package | [5 empty] | MF4-6, FR4-6, FI4, FI6 |  | 39
GSSE-MID * |  | VCI Package | [5 empty] | FR7-8, FI7-8 |  | 68
GSSE-HIGH * |  | VCI Package | [5 empty] | FR9-14, FI9-14, CH6x-7x |  | 300
VACON NX TRANSFER PRODUCTS External brake resistors
PRODUCT CODE |  | DIMENSIONS | Power [kW] | Resistance | WEIGHT |  |  | Suitability |  | LIST
|  | W x H x D mm | at 100% ED | [Ω] | kg |  |  |  |  | PRICE
|  |  | based on | [6 empty] | EUR
208-240 V |  |  | a 120sec cycle
BRR-0025-LD-2 |  | 60x31x165 | 0.1 | 30 | 0.39 |  |  | NX_00032-NX_00252 |  | 47
BRR-0031-LD-2 |  | 60x31x246 | 0.16 | 20 | 0.88 |  |  | NX_00312 |  | 52
BRR-0061-LD-2 |  | 60x31x386 | 0.31 | 10 | 1.45 |  |  | NX_00482-NX_00612 |  | 59
BRR-0114-LD-2 |  | 124x117x426 | 0.95 | 3.3 | 3.3 |  |  | NX_00752-NX_01142 |  | 117
BRR-0205-LD-2 |  | 260x101x745 | 2.2 | 1.4 | 11 |  |  | NX_01402-NX_03002 |  | 595
BRR-0025-HD-2 |  | 60x106x381 | 0.27 | 30 | 2 |  |  | NX_00032-NX_00252 |  | 186
BRR-0031-HD-2 * |  | 124x122x400 | 0.41 | 20 | 2.4 |  |  | NX_00312 |  | 215
BRR-0061-HD-2 * |  | 124x122x700 | 0.81 | 10 | 4.6 |  |  | NX_00482-NX_00612 |  | 271
BRR-0114-HD-2 * |  | 260x101x860 | 2.5 | 3.3 | 12.8 |  |  | NX_00752-NX_01142 |  | 519
BRR-0205-HD-2 * |  | 260x263x960 | 5.8 | 1.4 | 29 |  |  | NX_01402-NX_03002 |  | 894
380-500 V
BRR-0022-LD-5 |  | 60x31x335 | 0.24 | 63 | 1.2 |  |  | NX_00035-NX_00225 |  | 39
BRR-0031-LD-5 |  | 117x124x225 | 0.35 | 42 | 1.8 |  |  | NX_00315 |  | 52
BRR-0045-LD-5 |  | 117x124x426 | 0.71 | 21 | 3.3 |  |  | NX_00385-NX_00455 |  | 104
BRR-0061-LD-5 |  | 117x124x526 | 1.1 | 21 | 4 |  |  | NX_00615 |  | 130
BRR-0105-LD-5 |  | 260x101x860 | 2.3 | 6.5 | 12.8 |  |  | NX_00725-NX_01055 |  | 565
BRR-0300-LD-5 * |  | 260x263x960 | 4.6 | 3.25 | 29 |  |  | NX_01405-NX_03005 |  | 930
BRR-0520-LD-5 * |  | 480x600x740 | 11 | 1.4 | 30 |  |  | NX_03855-NX_05205 |  | 1785
BRR-0730-LD-5 * |  | 480x600x740 | 16 | 0.9 | 35 |  |  | NX_05905-NX_07305 |  | 2920
BRR-0022-HD-5 * |  | 124x126x540 | 0.61 | 63 | 3.5 |  |  | NX_00035-NX_00225 |  | 186
BRR-0031-HD-5 * |  | 124x126x700 | 0.91 | 42 | 4.6 |  |  | NX_00315 |  | 214
BRR-0045-HD-5 * |  | 260x101x700 | 1.8 | 21 | 11.3 |  |  | NX_00385-NX_00455 |  | 429
BRR-0061-HD-5 * |  | 260x101x860 | 2.7 | 14 | 12.8 |  |  | NX_00615 |  | 495
BRR-0105-HD-5 * |  | 480x300x530 | 5.9 | 6.5 | 25 |  |  | NX_00725-NX_01055 |  | 1116
BRR-0300-HD-5 * |  | 480x300x740 | 11.8 | 3.25 | 79 |  |  | NX_01405-NX_03005 |  | 1676
BRR-0520-HD-5 * |  | 480x1020x740 | 27 | 1.4 | 153 |  |  | NX_03855-NX_05205 |  | 4490
BRR-0730-HD-5 * |  | 480x1320x740 | 43 | 0.9 | 223 |  |  | NX_05905-NX_07305 |  | 6476
525-690 V
BRR-0013-LD-6 |  | 60x31x405 | 0.28 | 100 | 1.45 |  |  | NX_00036-NX_00136 |  | 52
BRR-0034-LD-6 |  | 117x124x426 | 0.94 | 30 | 3.3 |  |  | NX_00186-NX_00346 |  | 119
BRR-0052-LD-6 |  | 117x124x725 | 1.6 | 18 | 5.6 |  |  | NX_00416-NX_00526 |  | 160
BRR-0100-LD-6 * |  | 260x101x960 | 3.1 | 9 | 14.6 |  |  | NX_00626-NX_01006 |  | 548
BRR-0208-LD-6 * |  | 260x263x860 | 4 | 7 | 29 |  |  | NX_01446-NX_02086 |  | 891
BRR-0416-LD-6 * |  | 480x300x740 | 11 | 2.5 | 53 |  |  | NX_02166-NX_04166 |  | 1785
BRR-0590-LD-6 * |  | 480x300x740 | 17 | 1.7 | 79 |  |  | NX_04606-NX_05906 |  | 2920
BRR-0013-HD-6 * |  | 124x126x600 | 0.73 | 100 | 3.9 |  |  | NX_00036-NX_00136 |  | 192
BRR-0034-HD-6 * |  | 260x101x800 | 2.4 | 30 | 13 |  |  | NX_00186-NX_00346 |  | 478
BRR-0052-HD-6 * |  | 260x263x900 | 4.1 | 18 | 29 |  |  | NX_00416-NX_00526 |  | 1016
BRR-0100-HD-6 * |  | 480x300x740 | 8.1 | 9 | 43.4 |  |  | NX_00626-NX_01006 |  | 1597
BRR-0208-HD-6 * |  | 480x300x740 | 10 | 7 | 51 |  |  | NX_01446-NX_02086 |  | 1785
BRR-0416-HD-6 * |  | 480x1020x740 | 29 | 2.5 | 153 |  |  | NX_02166-NX_04166 |  | 4753
BRR-0590-HD-6 * |  | 480x1320x740 | 43 | 1.7 | 223 |  |  | NX_04606-NX_05906 |  | 6476
VACON NX TRANSFER PRODUCTS Overtemperature sensors
PRODUCT CODE |  | Description | Suitability | [6 empty] | LIST
PRICE
EUR
OT-1 |  | Overtemperature Sensor | BRR-0144-LD-2 - BRR-0205-LD-2, BRR-0031-LD-5 - BRR-0300-LD-5, BRR-0034-LD-6 - BRR-0208-LD-6 | [6 empty] | 52
OT-2 |  | Overtemperature Sensor | BRR-0025-LD-2 - BRR-0061-LD-2, BRR-0022-LD-5, BRR-0013-LD-6 | [6 empty] | 52
VACON NX TRANSFER PRODUCTS External sine wave filters 380-500 V and 525-690 V
PRODUCT CODE | IP | DIMENSIONS | NOTE |  | In [A] | In [A] | WEIGHT | Suitability |  | LIST
|  | W x H x D mm |  |  | Ta 40°C | Ta 50°C | kg |  |  | PRICE
EUR
SIN-0010-5-0-P | IP00 | 190x215x145 | Minimum switching frequency 3,6 kHz |  | 10 | 8.8 | 10 | NX_ * |  | 293
SIN-0018-5-0-P | IP00 | 210x240x154 | Minimum switching frequency 3,6 kHz |  | 18 | 16 | 14 | NX_ * |  | 357
SIN-0032-5-0-P | IP00 | 240x270x180 | Minimum switching frequency 3,6 kHz |  | 32 | 28 | 18 | NX_ * |  | 507
SIN-0048-5-0-P | IP00 | 240x270x200 | Minimum switching frequency 3,6 kHz |  | 48 | 42 | 24 | NX_ * |  | 759
SIN-0075-5-0-P | IP00 | 300x330x230 | Minimum switching frequency 3,6 kHz |  | 75 | 66 | 48 | NX_ * |  | 1090
SIN-0110-5-0-P | IP00 | 360x460x290 | Minimum switching frequency 3,6 kHz |  | 110 | 97 | 65 | NX_ * |  | 1783
SIN-0180-5-0-P | IP00 | 360x460x330 | Minimum switching frequency 3,6 kHz |  | 180 | 155 | 65 | NX_ * |  | 2165
SIN-0270-5-0-P | IP00 | 360x500x350 | Minimum switching frequency 3,6 kHz |  | 270 | 235 | 125 | NX_ * |  | 3074
SIN-0410-5-0-P | IP00 | 420x525x380 | Minimum switching frequency 3,6 kHz |  | 410 | 360 | 185 | NX_ * |  | 4349
SIN-0600-5-0-P | IP00 | 514x500x490 | Minimum switching frequency 3,6 kHz |  | 600 | 525 | 220 | NX_ * |  | 5005
SIN-0840-5-0-P | IP00 | 480x595x520 | Minimum switching frequency 3,6 kHz |  | 840 | 740 | 270 | NX_ * |  | 6531
SIN-1160-5-0-P | IP00 | 660x710x550 | Minimum switching frequency 3,6 kHz |  | 1160 | 1020 | 390 | NX_ * |  | 8199
SIN-1480-5-0-P | IP00 | 660x750x580 | Minimum switching frequency 3,6 kHz |  | 1480 | 1302 | 470 | NX_ * |  | 10955
SIN-0005-6-0-P | IP00 | 155x180x145 | Minimum switching frequency 1,5 kHz |  | 4.5 | 4 | 4.5 | NX_ * |  | 277
SIN-0008-6-0-P | IP00 | 190x251x135 | Minimum switching frequency 1,5 kHz |  | 7.5 | 6.6 | 6.8 | NX_ * |  | 312
SIN-0014-6-0-P | IP00 | 210x240x165 | Minimum switching frequency 1,5 kHz |  | 14 | 12 | 10 | NX_ * |  | 401
SIN-0023-6-0-P | IP00 | 240x260x190 | Minimum switching frequency 1,5 kHz |  | 23 | 20 | 17 | NX_ * |  | 633
SIN-0035-6-0-P | IP00 | 240x265x220 | Minimum switching frequency 1,5 kHz |  | 35 | 31 | 26 | NX_ * |  | 943
SIN-0052-6-0-P | IP00 | 300x330x265 | Minimum switching frequency 1,5 kHz |  | 52 | 115 | 36 | NX_ * |  | 1230
SIN-0085-6-0-P | IP00 | 360x400x310 | Minimum switching frequency 1,5 kHz |  | 85 | 75 | 68 | NX_ * |  | 2014
SIN-0122-6-0-P | IP00 | 360x410x325 | Minimum switching frequency 1,5 kHz |  | 122 | 107 | 78 | NX_ * |  | 2311
SIN-0185-6-0-P | IP00 | 420x520x380 | Minimum switching frequency 1,5 kHz |  | 185 | 160 | 110 | NX_ * |  | 3389
SIN-0287-6-0-P | IP00 | 480x520x450 | Minimum switching frequency 1,5 kHz |  | 287 | 250 | 195 | NX_ * |  | 4401
SIN-0390-6-0-P | IP00 | 480x550x470 | Minimum switching frequency 1,5 kHz |  | 390 | 340 | 270 | NX_ * |  | 5425
SIN-0460-6-0-P | IP00 | 480x550x470 | Minimum switching frequency 1,5 kHz |  | 460 | 400 | 340 | NX_ * |  | 5909
SIN-0620-6-0-P | IP00 | 530x625x540 | Minimum switching frequency 1,5 kHz |  | 620 | 545 | 370 | NX_ * |  | 7577
SIN-0780-6-0-P | IP00 | 660x775x500 | Minimum switching frequency 1,5 kHz |  | 780 | 680 | 470 | NX_ * |  | 8881
SIN-0920-6-0-P | IP00 | 660x650x540 | Minimum switching frequency 1,5 kHz |  | 920 | 810 | 470 | NX_ * |  | 10570
SIN-1180-6-0-P | IP00 | 660x700x600 | Minimum switching frequency 1,5 kHz |  | 1180 | 1040 | 660 | NX_ * |  | 11473
SIN-0004-5-5-P | IP54 | 200x135x260 | Minimum switching frequency 3,6 kHz |  | 4.3 | 3.8 | 9.5 | NX_ * |  | 611
SIN-0008-5-5-P | IP54 | 200x135x260 | Minimum switching frequency 3,6 kHz |  | 7.6 | 6.7 | 11.2 | NX_ * |  | 653
SIN-0012-5-5-P | IP54 | 300x215x360 | Minimum switching frequency 3,6 kHz |  | 12 | 10.5 | 23.2 | NX_ * |  | 777
SIN-0016-5-5-P | IP54 | 300x215x360 | Minimum switching frequency 3,6 kHz |  | 16 | 14 | 28.7 | NX_ * |  | 1029
SIN-0023-5-5-P | IP54 | 300x215x360 | Minimum switching frequency 3,6 kHz |  | 23 | 20 | 34.2 | NX_ * |  | 1236
SIN-0032-5-5-P | IP54 | 300x215x360 | Minimum switching frequency 3,6 kHz |  | 32 | 28 | 37 | NX_ * |  | 1345
SIN-0038-5-5-P | IP54 | 610x500x500 | Minimum switching frequency 3,6 kHz |  | 38 | 33 | 60 | NX_ * |  | 1669
SIN-0046-5-5-P | IP54 | 610x500x500 | Minimum switching frequency 3,6 kHz |  | 46 | 40 | 75 | NX_ * |  | 1713
SIN-0055-5-5-P | IP54 | 670x560x560 | Minimum switching frequency 3,6 kHz |  | 55 | 48 | 95 | NX_ * |  | 1881
SIN-0061-5-5-P | IP54 | 670x560x560 | Minimum switching frequency 3,6 kHz |  | 61 | 53 | 100 | NX_ * |  | 2251
SIN-0072-5-5-P | IP54 | 670x560x560 | Minimum switching frequency 3,6 kHz |  | 72 | 63 | 110 | NX_ * |  | 2404
VACON NX TRANSFER PRODUCTS External du/dt filters 380-690 V
PRODUCT CODE | IP | DIMENSIONS | NOTE |  | In [A] | In [A] | WEIGHT | Suitability |  | LIST
|  | W x H x D mm |  |  | Ta 40°C | Ta 50°C | kg |  |  | PRICE
EUR
DUT-0012-6-0-P | IP00 | 155x190x110 | Maximum switching frequency 3,6 kHz |  | 12 | 11 | 3 | NX_* |  | 175
DUT-0025-6-0-P | IP00 | 155x220x130 | Maximum switching frequency 3,6 kHz |  | 25 | 22 | 6 | NX_* |  | 226
DUT-0055-6-0-P | IP00 | 190x250x130 | Maximum switching frequency 3,6 kHz |  | 55 | 48 | 10 | NX_* |  | 333
DUT-0080-6-0-P | IP00 | 210x280x135 | Maximum switching frequency 3,6 kHz |  | 80 | 70 | 13 | NX_* |  | 377
DUT-0130-6-0-P | IP00 | 240x300x160 | Maximum switching frequency 3,6 kHz |  | 130 | 115 | 22 | NX_* |  | 433
DUT-0210-6-0-P | IP00 | 240x320x185 | Maximum switching frequency 3,6 kHz |  | 210 | 185 | 31 | NX_* |  | 714
DUT-0280-6-0-P | IP00 | 300x299x235 | Maximum switching frequency 3,6kHz |  | 280 | 245 | 45 | NX_* |  | 1498
DUT-0280-6-0-P1 | IP00 | 300x299x222 | Maximum switching frequency 4 kHz |  | 280 | 245 | 43 | NX_* |  | 1288
DUT-0350-6-0-P | IP00 | 300x299x240 | Maximum switching frequency 3,6kHz |  | 350 | 310 | 50 | NX_* |  | 1813
DUT-0350-6-0-P1 | IP00 | 300x299x215 | Maximum switching frequency 4 kHz |  | 350 | 310 | 50 | NX_* |  | 1615
DUT-0420-6-0-P | IP00 | 300x349x220 | Maximum switching frequency 3,6 kHz |  | 420 | 370 | 52 | NX_* |  | 2242
DUT-0600-6-0-P | IP00 | 300x449x230 | Maximum switching frequency 3,6kHz |  | 600 | 530 | 76 | NX_* |  | 3053
DUT-0600-6-0-P1 | IP00 | 300x349x220 | Maximum switching frequency 4 kHz |  | 600 | 530 | 76 | NX_* |  | 2395
DUT-0820-6-0-P | IP00 | 300x499x230 | Maximum switching frequency 3,6kHz |  | 820 | 720 | 92 | NX_* |  | 3640
DUT-0820-6-0-P1 | IP00 | 300x349x230 | Maximum switching frequency 4 kHz |  | 820 | 720 | 92 | NX_* |  | 2988
DUT-1200-6-0-P | IP00 | 420x499x310 | Maximum switching frequency 3,6kHz |  | 1200 | 1055 | 160 | NX_* |  | 4399
DUT-1200-6-0-P1 | IP00 | 360x499x315 | Maximum switching frequency 4 kHz |  | 1200 | 1055 | 160 | NX_* |  | 3787
DUT-1500-6-0-P | IP00 | 480x599x355 | Maximum switching frequency 3,6kHz |  | 1500 | 1320 | 200 | NX_* |  | 5157
DUT-1500-6-0-P1 | IP00 | 420x499x340 | Maximum switching frequency 4 kHz |  | 1500 | 1320 | 190 | NX_* |  | 4290
DUT-0012-6-2-P | IP21 | 195x145x265 | Maximum switching frequency 3,6kHz |  | 12 | 10.5 | 6.4 | NX_* |  | 409
DUT-0012-6-2-P1 | IP21 | 195x210x265 | Maximum switching frequency 3,6kHz |  | 12 | 10.5 | 6.6 | NX_* |  | 409
DUT-0034-6-2-P | IP21 | 195x145x265 | Maximum switching frequency 3,6kHz |  | 34 | 30 | 8.6 | NX_* |  | 460
DUT-0034-6-2-P1 | IP21 | 195x210x265 | Maximum switching frequency 4 kHz |  | 34 | 30 | 8.6 | NX_* |  | 460
DUT-0055-6-2-P | IP21 | 237x170x330 | Maximum switching frequency 3,6kHz |  | 55 | 48 | 13 | NX_* |  | 639
DUT-0100-6-2-P | IP21 | 289x205x430 | Maximum switching frequency 3,6 kHz |  | 100 | 88 | 23 | NX_* |  | 764
DUT-0210-6-2-P | IP21 | 480x235x540 | Maximum switching frequency 3,6 kHz |  | 210 | 180 | 42 | NX_* |  | 1173
DUT-0210-6-2-P1 | IP21 | 480x235x640 | Maximum switching frequency 3,6 kHz |  | 210 | 180 | 47 | NX_* |  | 1235
DUT-0012-6-5-P | IP54 | 150x135x210 | Maximum switching frequency 3,6 kHz |  | 12 | 10.5 | 8.6 | NX_* |  | 507
DUT-0034-6-5-P | IP54 | 200x135x260 | Maximum switching frequency 3,6 kHz |  | 34 | 30 | 8.6 | NX_* |  | 654
DUT-0055-6-5-P | IP54 | 300x215x360 | Maximum switching frequency 3,6 kHz |  | 55 | 48 | 13 | NX_* |  | 949
DUT-0100-6-5-P | IP54 | 300x215x360 | Maximum switching frequency 3,6 kHz |  | 100 | 88 | 23 | NX_* |  | 1222
DUT-0210-6-5-P | IP54 | 610x500x500 | Maximum switching frequency 3,6 kHz |  | 210 | 180 | 75 | NX_* |  | 1793
DUT-0280-6-0-S | IP00 | 390x285x304 | Maximum switching frequency 10 kHz |  | 280 |  | 42 | NX_* |  | 1091
DUT-0420-6-0-S | IP00 | 470x345x304 | Maximum switching frequency 10 kHz |  | 420 |  | 50 | NX_* |  | 1503
DUT-0590-6-0-S | IP00 | 400x345x304 | Maximum switching frequency 10 kHz |  | 590 |  | 50 | NX_* |  | 1573
DUT-0820-6-0-S | IP00 | 665x330x302 | Maximum switching frequency 10 kHz |  | 820 |  | 110 | NX_* |  | 2244
DUT-1250-6-0-S | IP00 | 745x190x422 | Maximum switching frequency 10 kHz |  | 1250 |  | 95 | NX_* |  | 3020
DUT-1600-6-0-S | IP00 | 748x190x470 | Maximum switching frequency 10 kHz |  | 1600 |  | 95 | NX_* |  | 3352
VACON NX TRANSFER PRODUCTS External RFI filters for NX
PRODUCT CODE |  | DIMENSIONS | NOTE |  | In [A] | In [A] | WEIGHT | Suitability |  | LIST
|  | W x H x D mm |  |  | Ta 40°C | Ta 50°C | kg |  |  | PRICE
EUR
500V:
RFI-0130-5-0 |  | 439x240x110 | IP20 |  | 142 | 130 | 4.5 | NXS, NXP |  | 487
RFI-0150-5-0 |  | 300x120x160 | IP00 |  | 164 | 150 | 6.5 | NXS, NXP |  | 528
RFI-0250-5-0 |  | 300x125x180 | IP00 |  | 250 | 250 | 7 | NXS, NXP |  | 501
RFI-0320-5-0 |  | 300x115x210 | IP00 |  | 350 | 320 | 10.5 | NXS, NXP |  | 686
RFI-0400-5-0 |  | 300x115x210 | IP00 |  | 438 | 400 | 10.5 | NXS, NXP |  | 717
RFI-0600-5-0 |  | 300x135x210 | IP00 |  | 657 | 600 | 11 | NXS, NXP |  | 839
RFI-1000-5-0 |  | 350x170x230 | IP00 |  | 1095 | 1000 | 18 | NXS, NXP |  | 1477
690 V:
RFI-0042-6-0 |  | 329x185x70 | IP20 |  | 46 | 42 | 2.6 | NXS, NXP |  | 365
RFI-0100-6-0 |  | 379x220x90 | IP20 |  | 110 | 100 | 5.6 | NXS, NXP |  | 591
RFI-0180-6-0 |  | 300x120x160 | IP00 |  | 197 | 180 | 6.5 | NXS, NXP |  | 1087
RFI-0300-6-0 |  | 300x115x210 | IP00 |  | 350 | 320 | 10.5 | NXS, NXP |  | 960
RFI-0400-6-0 |  | 300x115x210 | IP00 |  | 438 | 400 | 10.5 | NXS, NXP |  | 1063
RFI-0600-6-0 |  | 300x135x210 | IP00 |  | 657 | 600 | 11 | NXS, NXP |  | 1450
RFI-1000-6-0 |  | 350x170x230 | IP00 |  | 1095 | 1000 | 18 | NXS, NXP |  | 1897
VACON NX TRANSFER PRODUCTS External filters for NXL
PRODUCT CODE |  | DIMENSIONS | Description |  |  |  |  | Suitability |  | LIST
|  | W x H x D mm | [7 empty] | PRICE
EUR
RFI-0008-5-1 |  | 60x252x35 | RFI filter, H level, IP20, footprint |  |  |  |  | MF2-MF3/380-500 V |  | 59
RFI-0013-2-1 |  | 60x252x35 | RFI filter, H level, IP20, footprint, 1~ SUPPLY |  |  |  |  | MF2-MF3/208-240 V |  | 70

## NXC FR9-14 Product Codes
VACON NXC FR9-14 Product Codes
NXC | 0000 | 5 | A | 2 | L | 0 | SSF | A1A2000000
Option boards; each slot is represented by two characters where:
Ax = basic I/O board, Bx = expander I/O board
Cx = fieldbus board, Dx = special board
NXC variations:
SSF = Standard
SSG = Varnished boards
TSF = 12-pulse, standard
TSG = 12-pulse, varnished PCB's
B__ = DC connection (NXC FR9-12)
__N = IP54 control unit, Standard, fiber conn.
__O = IP54 control unit, Varnished, fiber conn.
Brake chopper
0 = No brake chopper
1 = Integrated brake chopper (DC connection B__ is required
for FR12 with brake chopper)
EMC emission level
H = Fulfils standard EN61800-3+A11, 1st environment restricted
L = Fulfils standard EN61800-3+A11, 2nd environment, restr. distr.
T = Fulfils standard EN61800-3 for IT Networks
Enclosure class
2 = IP21 (Type 1)
5 = IP54 (Type 12)
Control keypad on the cabinet door
A = Standard (alpha-numeric)
B = No local keypad
F = Dummy keypad
G = Graphic display
Nominal mains voltage
5 = 380-500 V, 6 = 525-690 V (3 phase)
Nominal current (low overload)
e.g. 0520 = 520 A
[9 empty] | Product range: |  | NXC = Cabinet
SUBJECT TO CHANGE WITHOUT NOTICE

## NXC LH AF9-14 Product Codes
VACON NXC Low-Harmonic AF9-14 Product Codes
NXC | 0000 | 5 | A | 2 | L | 0 | RSF | A1A2000000
Option boards; each slot is represented by two characters where:
Ax = Basic I/O board, Bx = Expander I/O board
Cx = Fieldbus board, Dx = Special board
NXC variations:
RSF = Standard
RSG = With varnished boards
RSN = With IP54 control box
RSO = With IP54 control box and varnished boards
__N = IP54 control unit, standard, fiber conn.
__O = IP54 control unit, varnished, fiber conn.
Brake chopper
0 = No brake chopper
EMC emission level
L = Fulfils standard EN61800-3+A11, 2nd environment, restr. distr.
T = Fulfils standard EN61800-3 for IT Networks
Enclosure class
2 = IP21 (Type 1)
5 = IP54 (Type 12)
Control keypad on the cabinet door
A = Standard (alpha-numeric)
B = No local keypad
F = Dummy keypad
G = Graphic display
Nominal mains voltage
5 = 380-500 V, 6 = 525-690 V (3 phase)
Nominal current (low overload)
e.g. 0520 = 520 A
[9 empty] | Product range: |  | NXC = Cabinet
SUBJECT TO CHANGE WITHOUT NOTICE

## NXS and NXP Product Codes
VACON NXS and NXP FR4-FR11 Product Codes
NXS | 0000 | 5- | A | 2 | H | 1 | SSS- | A1A2000000
Option boards; each slot is represented by two characters where:
Ax = basic I/O board, Bx = expander I/O board
Cx = fieldbus board, Dx = special board
Hardware modifications
SSS = 6-pulse connection; air-cooled; standard board
SSV = 6-pulse connection; air-cooled; varnished board
SSF = 6-pulse connection; air-cooled; standard board (FR9)
SSG = 6-pulse connection; air-cooled; varnished board (FR9)
SSA = Integrated control part, standard
SSB = Integrated control part, varnished PCB's
OS_ = Input switch (Standalone); air-cooled
JS_ = DC connectors with input switch (Standalone); air-cooled
PS_ = UL version input switch (Standalone); air-cooled
KS_ = DC connectors with UL version input switch (Standalone); air-cooled
_SN= air-cooled; IP54 control unit, standard, fiber conn.
_SO= air-cooled; IP54 control unit, varnished, fiber conn.
Brake chopper
0 = No brake chopper
1 = Internal brake chopper
2 = Internal brake chopper and resistor (FR4-FR6)
EMC emission level
H = Fulfils standard EN61800-3+A11, 1st environment restricted
distribution, 2nd environment
L = Fulfils standard EN61800-3+A11, 2nd environment, restr. distr.
T = Fulfils standard EN61800-3 for IT Networks
N = No EMC emission protection
C= Fullfills standard EN61800-3+A11, 1st environment unrestricted
distribution (exeption: Radiated emission of the IP21 units
meet only the requirements of restricted distribution), 2nd environment
Enclosure class
2 = IP21 (Type 1)
5 = IP54 (Type 12)
Control keypad
A = Standard (alpha-numeric)
B = No local keypad
F = Dummy keypad
G = Graphic display
Nominal mains voltage
2 = 208-240 V, 5 = 380-500 V, 6 = 525-690 V (3 phase)
Nominal current (low overload)
0003 = 3 A etc.
Product range: NXS = Standard, NXP = High-performance
SUBJECT TO CHANGE WITHOUT NOTICE
2008-01-28

## NXP FR10-14 IP00 Product Codes
VACON NXP IP00 FR10-FR14 Product Codes
NXP | 0000 | 5 | A | 0 | N | 0 | SSA | A1A2000000
Option boards; each slot is represented by two characters where:
Ax = basic I/O board, Bx = expander I/O board
Cx = fieldbus board, Dx = special board
Variations:
SSA = 6-pulse, integrated control part, standard
SSB = 6-pulse, integrated control part, varnished PCB's
TSA = 12-pulse, integrated control part, standard
TSA = 12-pulse, integrated control part, varnished PCB's
SSF = 6-pulse, fiber connection, standard
SSG = Varnished boards
TSF = 12-pulse, standard
TSG = 12-pulse, varnished PCB's
B__ = DC connection (FR10-12)
_A_ = external 230VAC supply for main fan (FR10-12)
_U_ = external 230VAC supply for main fan (FR13-14)
__N = IP54 control unit, standard, fiber conn.
__O = IP54 control unit, varnished, fiber conn.
Brake chopper
0 = No brake chopper
1 = Integrated brake chopper (DC connection B__ is required
for FR12 with brake chopper)
EMC emission level
N = No EMC emission protection
T = Fulfils standard EN61800-3 for IT Networks
Enclosure class
0 = IP00 (module only)
Control keypad
A = Standard (alpha-numeric)
B = No local keypad
F = Dummy keypad
G = Graphic display
Nominal mains voltage
5 = 380-500 V, 6 = 525-690 V (3 phase)
Nominal current (low overload)
e.g. 0520 = 520 A
Product range
NXP
SUBJECT TO CHANGE WITHOUT NOTICE

## NXP Liquid-Cooled Product Codes
VACON NXP Liquid-Cooled Product Codes
SUBJECT TO CHANGE WITHOUT NOTICE
Type Designation Code for Vacon Heat Exchangers
SUBJECT TO CHANGE WITHOUT NOTICE

## NXN Liquid-Cooled Product Codes
Liquid cooled Non-regenerative Front End
VACON Liquid cooled Non-regenerative Front End - Type Code key
NX | N | 2000 | 6 | A | 0 | T | 0 | T | W | V | A1 | A2 | BH | B1 | 00
Option boards; each slot is represented by two characters where:
[16 empty] | A1A2BHB1 | = | Fixed optionboards
[16 empty] | 00 | = | fieldbus board, ordered separately
Hardware modifications; module type - S - Boards
[16 empty] | V | = | Direct connection, varnished boards, FR4...8
[16 empty] | W | = | Liquid cooled drive
[16 empty] | U | = | 12-pulse without chokes
[16 empty] | T | = | 12-pulse with air cooled chokes
[16 empty] | W | = | 12-pulse with liquid cooled chokes
[16 empty] | 0 | = | N/A (no brake chopper)
EMC emission level;
[16 empty] | T | = | IT networks (EN61800-3)
Enclosure class
[16 empty] | 0 | = | IP00
Control keypad
[16 empty] | A | = | standard (alpha numeric)
Nominal supply voltage
[16 empty] | 6 | = | 400...690VAC / 645...1100VDC
Nominal current (low overload)
2000 = 2000A
Module type
[16 empty] | N | = | Non-regenerative Front End
Product generation

## Common DC Bus Product Codes
Common DC Bus Product Codes
VACON NX Inverter - Type Code key
NX | I | AAAA | V | A | 2 | T | 0 | C | S | S | A1 | A2 | 00 | 00 | 00
Option boards; each slot is represented by two characters where:
[16 empty] | A | = | basic I/O board
[16 empty] | B | = | expander I/O board
[16 empty] | C | = | fieldbus board
[16 empty] | D | = | special board
Hardware modifications; module type - S - Boards
[16 empty] | S | = | Direct connection, standard boards, FR4...8
[16 empty] | V | = | Direct connection, varnished boards, FR4...8
[16 empty] | F | = | Fiber connection, standard boards, FI9-FI14
[16 empty] | G | = | Fiber connection, varnished boards, FI9-FI14
If OPT-AF option board is used
[16 empty] | N | = | IP54 control box, fiber connection, standard boards, FI9-FI14
[16 empty] | O | = | IP54 control box, , fiber connection, varnished boards, FI9-FI14
[16 empty] | S | = | Standard air cooled drive
[16 empty] | U | = | Standard air cooled power unit - external supply for main fan
[16 empty] | C | = | INU - with integrated charging circuit
[16 empty] | I | = | INU - no charging circuit
[16 empty] | 0 | = | N/A (no brake chopper)
EMC emission level;
[16 empty] | T | = | IT networks (EN61800-3)
Enclosure class
[16 empty] | 5 | = | IP54, FR4...7
[16 empty] | 2 | = | IP21, FR4...7
[16 empty] | 0 | = | IP00, FR8, FI9...14
Control keypad
[16 empty] | A | = | standard (alpha numeric)
Nominal supply voltage
[16 empty] | 5 | = | 380...500VAC / 465...800VDC
[16 empty] | 6 | = | 525...690VAC / 640...1100VDC
Nominal current (low overload)
0004 = 4A, 0520 = 520A, etc.
Module type
[16 empty] | I | = | INU Inverter
Product generation
Vacon NX Active Front End - Type Code key
NX | A | AAAA | V | A | 0 | T | 0 | 2 | S | F | A1 | A2 | 00 | 00 | 00
|  | 0261 | 5
|  | 0460 | 5
|  | 1300 | 5
|  | 0170 | 6
|  | 0325 | 6
|  | 1030 | 6 | [12 empty] | Option boards; each slot is represented by two characters where:
[16 empty] | A | = | basic I/O board
[16 empty] | B | = | expander I/O board
[16 empty] | C | = | fieldbus board
[16 empty] | D | = | special board
Hardware modifications; module type - S - Boards
[16 empty] | F | = | Fiber connection, standard boards, FI9-FI13
[16 empty] | G | = | Fiber connection, varnished boards, FI9-FI13
[16 empty] | S | = | Standard air cooled drive
[16 empty] | U | = | Standard air cooled power unit - external supply for main fan
Delivery include:
[16 empty] | 2 | = | AFE module
Internal brake chopper:
[16 empty] | 0 | = | N/A (no brake chopper)
EMC emission level;
[16 empty] | T | = | IT networks (EN61800-3)
Enclosure class
[16 empty] | 0 | = | IP00, FI9...13
Control keypad
[16 empty] | A | = | standard (alpha numeric)
Nominal supply voltage
[16 empty] | 5 | = | 380...500VAC / 465...800VDC
[16 empty] | 6 | = | 525...690VAC / 640...1100VDC
Nominal current (low overload)
0261 = 261A, 1030 = 1030A, etc.
Module type
[16 empty] | A | = | AFE Active Front End
Product generation
Vacon NX Non-Regenerative Front End - Type Code key
NX | N | 0650 | 6 | X | 0 | T | 0 | S | S | V | 00 | 00 | 00 | 00 | 00
Option boards; each slot is represented by two characters where:
No option board possible
Hardware modifications; module type - S - Boards
[16 empty] | V | = | Direct connection, varnished boards
[16 empty] | S | = | Standard air cooled drive
[16 empty] | U | = | Standard air cooled power unit - external supply for main fan
Delivery include:
[16 empty] | N | = | NFE module
[16 empty] | S | = | NFE module + AC choke
Internal brake chopper:
[16 empty] | 0 | = | N/A (no brake chopper)
EMC emission level;
[16 empty] | T | = | IT networks (EN61800-3)
Enclosure class
[16 empty] | 0 | = | IP00, FI9
Control keypad
[16 empty] | X | = | standard (alpha numeric)
Nominal supply voltage
[16 empty] | 6 | = | 380...690VAC / 513...931VDC
Nominal current (low overload)
0650 = 650A only
Module type
[16 empty] | N | = | NFE Non-Regenerative Front End
Product generation
Vacon NX Brake Chopper Unit - Type Code key
NX | B | AAAA | V | A | 2 | T | 0 | 8 | S | S | A1 | A2 | 00 | 00 | 00
Option boards; each slot is represented by two characters where:
[16 empty] | A | = | basic I/O board
[16 empty] | B | = | expander I/O board
[16 empty] | C | = | fieldbus board
[16 empty] | D | = | special board
Hardware modifications; module type - S - Boards
[16 empty] | S | = | Direct connection, standard boards, FR4...8
[16 empty] | V | = | Direct connection, varnished boards, FR4...8
[16 empty] | F | = | Fiber connection, standard boards, FI9-FI13
[16 empty] | G | = | Fiber connection, varnished boards, FI9-FI13
[16 empty] | S | = | Standard air cooled drive
[16 empty] | U | = | Standard air cooled power unit - external supply for main fan
[16 empty] | 8 | = | BCU - with integrated charging circuit, FR4-FR8
[16 empty] | 0 | = | N/A (no brake chopper)
EMC emission level;
[16 empty] | T | = | IT networks (EN61800-3)
Enclosure class
[16 empty] | 5 | = | IP54, FR4...7
[16 empty] | 2 | = | IP21, FR4...7
[16 empty] | 0 | = | IP00, FR8, FI9...13
Control keypad
[16 empty] | A | = | standard (alpha numeric)
Nominal supply voltage
[16 empty] | 5 | = | 380...500VAC / 465...800VDC
[16 empty] | 6 | = | 525...690VAC / 640...1100VDC
Nominal current (low overload)
0004 = 4A, 0520 = 520A, etc.
Module type
[16 empty] | B | = | BCU Brake Chopper unit
Product generation
SUBJECT TO CHANGE WITHOUT NOTICE

## LCL-Filter Product Codes
VACON LCL-Filter for AFE Product Codes
|  |  | Product range | Current | Voltage | Versio | IP class | Reserve | Reserve | Reserve | LCL cooling fan | Manufacturer
Type code | Standard Module | Vacon | LCL | AAAA | V | A | 0 | R | 0 | 1 | 1 | T
Types available |  |  |  | 0261 | 5
|  |  |  | 0460 | 5
|  |  |  | 1300 | 5
|  |  |  | 0170 | 6
|  |  |  | 0325 | 6
|  |  |  | 1030 | 6
Manufacturer:
[13 empty] | T | = | Trafotek
Cooling Fan Type:
[13 empty] | 1 | = | DC fan
Reserve
Reserve
Reserve
Enclosure Class:
[13 empty] | 0 | = | IP00
Version (Hardware):
[13 empty] | A | = | DC fan without DC/DC-
power supply
[13 empty] | B | = | DC fan with integrated
DC/DC-power supply
Voltage Class:
[13 empty] | 5 | = | 380...500VAC
[13 empty] | 6 | = | 525...690VAC
Nominal current:
[13 empty] | 0460 | = | 460A
[13 empty] | 1300 | = | 1300A
Product range:
[13 empty] | LCL | = | LCL filter for AFE
SUBJECT TO CHANGE WITHOUT NOTICE